## Kokrajhar (L3)
BOQ
Sr. No | Description of Work |  | Kokrajhar (L3) | Unit Rate in INR | Total Quantity price in INR | Applicable Taxes (in %). Pls don't use % sign while punching. | Total price inclusive of all taxes
Unit
1 | OXYGEN SYSTEM
1.01 | Supply, Installation, Testing and commissioning of 2 x 12 size manifold (Primary supply)complete with middle frame with chain for individual cylinder (D Type) along with Non Return Valves for every cylinder. | set | 1 |  | 0 |  | 0
1.02 | Supply, Installation, Testing and commissioning of 2 x 5 size manifold (Secondary supply)complete with middle frame with chain for individual cylinder (D type)along with non return valves for every cylinder. | set | 1 |  | 0 |  | 0
1.03 | Supply, Installation, Testing and commissioning of Fully Automatic control panel with digital display for Oxygen Having a constant flow out put of over 1500 Lpm at 4.2 bar pressure. | Set | 2 |  | 0 |  | 0
1.04 | Supply, Installation, Testing and commissioning of 3 Cylinder Emergency oxygen manifold arrangement (Emergency supply) using a high flow double gauge Regulator. | set | 1 |  | 0 |  | 0
1.05 | Supply, Installation, Testing and commissioning of Emergency control panel with 2 Nos of High flow regulators ( 1500 LPM) and isolation valve for Oxygen Having a constant flow out put of over 1500 lpm at 4.2 bar pressure for emergency bank . | set | 1 |  | 0 |  | 0
1.06 | Supply, Installation, Testing and commissioning of Surface mounted front loading Oxygen outlets (first and second fix assembly) | Nos. | 63 |  | 0 |  | 0
1.07 | H.P. tubing having anti static core white color 5mtrs with heat conversion for Oxygen as per ISO Standards | Lot | 1 |  | 0 |  | 0
2 | NITROUS OXIDE SYSTEM |  |  |  | 0 |  | 0
2.01 | Supply, Installation, Testing and commissioning of 2 x 2size manifold (Primary & Secondary supply) complete with middle frame with chain for individual cylinder (D Type) along with Non Return Valves for every cylinder. | set | 1 |  | 0 |  | 0
2.02 | Supply, Installation, Testing and commissioning of Single cylinder Emergency Nitrous oxide arrangement using a high flow double gauge Regulator. | Set | 1 |  | 0 |  | 0
2.03 | Supply, Installation, Testing and commissioning of Fully Automatic control panel for Nitrous Oxide Having a min. flow out put of over 500 lpm at 4.2 bar pressure. | Set | 1 |  | 0 |  | 0
2.04 | Supply, Installation, Testing and commissioning of Surface mounted front loading outlets (first and second fix assembly) | Nos | 6 |  | 0 |  | 0
2.05 | H.P. tubing having anti static core Blue color 5mtrs with Keat conversion for Nitrous Oxide as per ISO Standards | Lot | 1 |  | 0 |  | 0
3 | CARBON DIOXIDE SYSTEM |  |  |  | 0 |  | 0
3.01 | H.P. tubing having anti static core Blue color 5mtrs with Keat conversion for Carbon dioxide as per ISO Standards | Lot |  |  | 0 |  | 0
4 | COMBINED MEDICAL AND SURGICAL AIR SYSTEM |  |  |  | 0 |  | 0
4.01 | Supply, Installation, Testing and commissioning of Duplex compressed air system complete with 02 nos. of 23 CFM capacity Non-lubricated, Reciprocating, Air cooled type Base Frame mounted Air compressors with 5HP motors, each compressor having 100% of the plant design flow at 8.5 bar or more delivery pressure. Total Estimated working capacity of the plant is 500 lpm and it is suitable for both continuous and frequent start / stop operation at a nominal required outlet pressure. | set | 1 |  | 0 |  | 0
4.02 | Supply, Installation, Testing and commissioning of One number of Air receiver, Vertically mounted welded carbon steel, each having capacity of 500 litres and receiver should have all necessary controls, piping and safety fittings with an automatic drain with manual by-pass. It should be pressure test certified by a competent authority. | set | 1 |  | 0 |  | 0
4.03 | Supply, Installation, Testing and commissioning of Duplex air filters, pre- filter, oil filter, dust filter, activated carbon filter and bacterial filter. Each filter should be fitted with differential pressure gauges to monitor filter performance with all necessary controls, piping and safety fittings. | Set | 1 |  | 0 |  | 0
4.04 | Supply, Installation, Testing and commissioning of Duplex Air dryer system , capacity of each should be 100% of plant design flow( 23 CFM*2 +/ - 5%), include a dew -point hygrometer, Co measurement and display with a minimum accuracy of ±3°C, Duplex desiccant dryers should be used and in a range from –20°C to –60°C with a set point of –46°C. It should have Integrated automatic purge control system | Set | 1 |  | 0 |  | 0
4.05 | Supply, Installation, Testing and commissioning of Surface mounted front loading double locked outlets (first and second fix assembly) |  |  |  | 0 |  | 0
| a) Medical Air-4 bar | Nos | 11 |  | 0 |  | 0
4.06 | Supply and installation of Duplex pressure regulating system, should have Pressure regulator, Isolation valve, Pressure indicator for Medical Air regulation with an by pass arrangement. Which includes 4 Nos of isolation valve, 2 nos of regulators, 2 nos of pressure indicator and Pressure relief valve. | Set | 2 |  | 0 |  | 0
4.07 | HP colour coded black Tubing as per ISO Standards | lot | 1 |  | 0 |  | 0
5 | VACUUM SYSTEM |  |  |  | 0 |  | 0
5.01 | Supply, Installation, Testing and commissioning of Duplex Vacuum pumps, should be air cooled, Oil sealed Rotary vane type. Total estimated capacity of the plant is 700 LPM primary and 700 LPM secondary supply. The pump inlet should be filtered and the exhaust should incorporate non-return valves to protect both the vacuum system.This system shall be capable of removing of oil and smoke particles from the exhaust | set | 1 |  | 0 |  | 0
5.02 | Supply, Installation, Testing and commissioning of One number of vacuum receiver, Vertically mounted Mild steel, each receiver capable of supply 1000 liters at 450 mm hg pressure and receiver should have all necessary controls and safety fittings with an automatic drain with manual by-pass. | set | 1 |  | 0 |  | 0
5.03 | Supply, Installation, Testing and commissioning of Medical Duplex bacterial filters should be fitted, each containing a replaceable filter element and incorporating a moisture drainage trap bowl. The pressure drop through a clean filter passing total design flow rate should not exceed 25mmHg at a vacuum of 475mmHg.The bacteria filters manually - operated isolating valves, arranged to allow either sub-assembly to be on stream. | Set | 1 |  | 0 |  | 0
5.04 | Supply, Installation, Testing and commissioning of combined Electrical Control Panel for compressed air system and Vacuum System & complete with plant Room wiring. The panel should have energy and running hours meter. | Set | 1 |  | 0 |  | 0
5.05 | Supply, Installation, Testing and commissioning of Surface mounted front loading double locked Vacuum out lets, (first and second fix assembly) | Nos | 63 |  | 0 |  | 0
6 | High Pressure color coded yellow Tube as per ISO Standards | Lot | 1 |  | 0 |  | 0
6.01 | ANESTHETIC GAS SCAVENGING SYSTEM (AGSS) |  |  |  | 0 |  | 0
6.02 | Anesthetic Gas Scavenging System (AGSS) of minimum 520 LPM as Primary & 520 LPM as Standby,It should be US FDA / European CE Certified with 4 digital notified body number or American ETL/ American UL listed (In-case of NFPA 99c the control panel of Plant must be UL/ETL Listed and Undertaking from manufacturer must be submitted for using the same control panel in the system offered)and should comply with HTM 02- 01/ NFPA 99 C/EN/ISO 7396-1. . | set | 1 |  | 0 |  | 0
6.03 | Supply, Installation, Testing and commissioning of AGSS terminal unit (first and second fix assembly) | Nos | 4 |  | 0 |  | 0
7 | Supply, Installation, Testing and commissioning of control panel should be provided, AGSS pump to house the isolating switch, starter, MCB, ammeter, hours run meter, hand/auto switch, alarm and BMS contacts. The control panel should have all design flow with one pump not running. The control panel should have all necessary controls and safety fittings. Controls signals as per HTM. | Set | 1 |  | 0 |  | 0
7.1 | PIPELINE DISTRIBUTION SYSTEM |  |  |  | 0 |  | 0
| Supply, Installation, Testing and commissioning of Copper Pipe 'Lloyd Certified' as per HTM/ EN for medical gas services. Pipes shall be priced for all necessary supports, standard fittings. |  |  |  | 0 |  | 0
| 12 mm OD x 1 mm thick | mtrs. | 270 |  | 0 |  | 0
| 15 mm OD x 1mm thick | mtrs. | 1240 |  | 0 |  | 0
| 22 mm OD x 1 mm thick | mtrs. | 265 |  | 0 |  | 0
| 28 mm OD x 1 mm thick | mtrs. | 555 |  | 0 |  | 0
| 35mm OD X 1.2 mm thick | mts |  |  | 0 |  | 0
| 42 mm OD x 1.2 mm thick | mtrs. | 80 |  | 0 |  | 0
| 54 mm OD x 1.2 mm thick | mtrs. | 30 |  | 0 |  | 0
| 76 mm OD x 1.5 mm thick | mtrs. | 175 |  | 0 |  | 0
7.2 | Supply, Installation, Testing and commissioning of Isolation Valve assembly as per HTM/ EN for medical gas services, provision for padlock assembly. All valve should be gas specific. |  |  |  | 0 |  | 0
| 15 mm | Nos | 13 |  | 0 |  | 0
| 22 mm | Nos | 9 |  | 0 |  | 0
| 28 mm | Nos | 8 |  | 0 |  | 0
| 42 mm | Nos | 1 |  | 0 |  | 0
| 54 mm | Nos | 2 |  | 0 |  | 0
| 76 mm | Nos | 8 |  | 0 |  | 0
8 | Supply and installation of AVSU box (valve boxes) with all its accessories with valve and pressure / vacuum gauges, NIST connectors with lockable arrangement and breakable glass cover. |  |  |  | 0 |  | 0
9 | ALARM SYSTEM |  |  |  | 0 |  | 0
| Providing and fixing alarm system for Medical gas system complete consisting of pressure sensors, panel and the control cabling, all wiring shall be within 1mm sq multi core data cable, PVC pipe for data cable. Panel shall be self contained low voltage (less than 24 V) |  |  |  | 0 |  | 0
| 2 Gas | Nos | 3 |  | 0 |  | 0
| 3 Gas | Nos | 4 |  | 0 |  | 0
| 4 Gas | Nos | 2 |  | 0 |  | 0
[5 empty] | 0 |  | 0
10.1 | Supply , Installation and commissioning of master alarms should be capable to monitor Followings gases in Manifold and plant Room  Liquid oxygen line pressure  Manifold Bank pressure  Emergency O2 Bank pressure  N2O  N2O Emergency  Air 4 Bar  Air 7 bar  Vacuum  Co2  AGSS The system should EU CE under class II A category having 4 digit no from notified body / American UL Listed /American EL listed . The Master Alarm should display numeric values of all positive and negative gas pressures along LED Indicator .it should capable to display the pressure of each gas along with fault Set 13 and pressure High/ Low alarm with indication . It should capable to Intergrade with the Hospital BMS system | Set | 1 |  | 0 |  | 0
| Single arm pendant | Nos | 1 |  | 0 |  | 0
10.2 | Supply, Installation, Testing and commissioning of Bed head panel. It shall have provision for the following services | Nos | 42 |  | 0 |  | 0
| Medical gas outlets (1 Oxy & 1 Vac) |  |  |  | 0 |  | 0
| 5 Nos. of 6/16 Amp UPS power socket |  |  |  | 0 |  | 0
| 2 Nos. of 6/16 Amp RAW power socket |  |  |  | 0 |  | 0
| 1 no. of nurse call module |  |  |  | 0 |  | 0
10.3 | Supply, Installation, Testing and commissioning of Bed head panel. It shall have provision for the following services | Nos | 5 |  | 0 |  | 0
| Medical gas outlets (1 Oxy, 1 MA4 & 1 Vac) |  |  |  | 0 |  | 0
| 5 Nos. of 6/16 Amp UPS power socket |  |  |  | 0 |  | 0
| 2 Nos. of 6/16 Amp RAW power socket |  |  |  | 0 |  | 0
| 1 no. of nurse call module |  |  |  | 0 |  | 0
11 | OXYGEN FLOW METER & HUMIDIFIER BOTTLE |  |  |  | 0 |  | 0
11.1 | Back Pressure Compensated Flow meter shall be of accurate gas flow measurement and control within a range of 0-15 liters per minute for use in a variety of respiratory therapy gas delivery system. The flow tube and shroud components shall be made of good quality plastic. They shall be supplied with plastic transparent reusable humidifier | Set | 63 |  | 0 |  | 0
12 | WARD VACUUM UNITS |  |  |  | 0 |  | 0
| The vacuum unit shall include vacuum regulator along with 0-760 mm of Hg vacuum gauge of 2 ½” size dial,600 ml capacity reusable plastic collection bottle with overflow safety trap with plastic slide wall mounted type. | Set | 61 |  | 0 |  | 0
13 | THEATRE VACUUM UNIT |  |  |  | 0 |  | 0
13.01 | It shall be trolley mounted. The unit shall include one regular having gauge and mounted on the trolley stand, having two reusable each 2000 ml plastic collection bottles mounted on the base of trolley unit and connected with regulator & low pressure tube inter-connections. | Set | 2 |  | 0 |  | 0
13.02 | Pressure Tested D Type Jumbo cylinders( O2) with Test reports | Nos | 30 |  | 0 |  | 0
13.03 | Pressure Tested B Type cylinder( O2) with test reports | Nos | 20 |  | 0 |  | 0
13.04 | Pressure Tested A Type (O2)Cylinder with Test Reports | Nos | 10 |  | 0 |  | 0
13.05 | Pressures Tested AA Type Cylinders with test reports | Nos | 10 |  | 0 |  | 0
13.06 | Pressure Tested B Type cylinder( N2O) with test reports | Nos | 3 |  | 0 |  | 0
13.07 | D type Cylinder O2/CO2/N2O | Nos | 2 |  | 0 |  | 0
13.08 | B type jumbo cylinder trolly | Nos. | 10 |  | 0 |  | 0
13.09 | D Type Jumbo cylinder Trolley | Nos | 10 |  | 0 |  | 0
13.1 | Double stage Pressure Regulator | Nos | 10 |  | 0 |  | 0
0

## SCI
BOQ
Sr. No | Description of Work |  | SCI | Unit Rate in INR | Total quantity price in INR | Applicable Taxes (in %). Pls don't use % sign while punching. | Total price inclusive of all taxes
1 | OXYGEN SYSTEM
1.01 | Supply, Installation, Testing and commissioning of 2 x 10 size manifold (Secondary supply) complete with middle frame with chain for individual cylinder (D Type) along with Non Return Valves for every cylinder. | Set | 1 |  | 0 |  | 0
1.02 | Supply, Installation, Testing and commissioning of Fully Automatic control panel with digital display for Oxygen Having a constant flow out put of over 1500 Lpm at 4.2 bar pressure. | Set | 2 |  | 0 |  | 0
1.03 | Supply, Installation, Testing and commissioning of 10 Cylinder Emergency oxygen manifold arrangement (Emergency supply) | Set | 1 |  | 0 |  | 0
1.04 | Supply, Installation, Testing and commissioning of Surface mounted front loading Oxygen outlets (first and second fix assembly) | Nos. | 315 |  | 0 |  | 0
1.05 | H.P. tubing having anti static core white color 5mtrs with heat conversion for Oxygen as per ISO Standards | Lot | 1 |  | 0 |  | 0
2 | NITROUS OXIDE SYSTEM |  |  |  | 0 |  | 0
2.01 | Supply, Installation, Testing and commissioning of 2 x 4 size manifold (Primary & Secondary supply) complete with middle frame with chain for individual cylinder (D Type) along with Non Return Valves for every cylinder. | Set | 1 |  | 0 |  | 0
2.02 | Supply, Installation, Testing and commissioning of Single cylinder Emergency Nitrous oxide arrangement using a high flow double gauge Regulator. | Set | 1 |  | 0 |  | 0
2.03 | Supply, Installation, Testing and commissioning of Fully Automatic control panel for Nitrous Oxide Having a min. flow out put of over 500 lpm at 4.2 bar pressure. | Set | 1 |  | 0 |  | 0
2.04 | Supply, Installation, Testing and commissioning of Surface mounted front loading outlets (first and second fix assembly) | Nos | 23 |  | 0 |  | 0
2.05 | H.P. tubing having anti static core Blue color 5mtrs with Keat conversion for Nitrous Oxide as per ISO Standards | Lot | 1 |  | 0 |  | 0
3 | CARBON DIOXIDE SYSTEM |  |  |  | 0 |  | 0
3.01 | Supply, Installation, Testing and commissioning of 2 x 4 size manifold (Primary & Secondary supply) complete with middle frame with chain for individual cylinder (VF size) along with Non Return Valves for every cylinder. | Set | 1 |  | 0 |  | 0
3.02 | Supply, Installation, Testing and commissioning of Single cylinder manifold Emergency Carbon dioxide arrangement using a high flow double gauge Regulator. | Set | 1 |  | 0 |  | 0
3.03 | Supply, Installation, Testing and commissioning of Fully Automatic control panel for Carbon dioxide Having a min. flow out put of over 500 lpm at 4.2 bar pressure. | Set | 1 |  | 0 |  | 0
3.04 | Supply, Installation, Testing and commissioning of Surface mounted front loading outlets (first and second fix assembly) | Nos | 9 |  | 0 |  | 0
3.05 | H.P. tubing having anti static core Blue color 5mtrs with Keat conversion for Carbon dioxide as per ISO Standards | Lot | 1 |  | 0 |  | 0
4 | COMBINED MEDICAL AND SURGICAL AIR SYSTEM |  |  |  | 0 |  | 0
4.01 | Supply, Installation, Testing and commissioning of Quadruplex compressed air system complete with 04 nos. of 57 CFM capacity Non-lubricated, Reciprocating, Air cooled type Base Frame mounted Air compressors with 15 HP motors, each compressor having 50% of the plant design flow at 8.5 bar delivery pressure. Total Estimated working capacity of the plant is 3000 lpm and it is suitable for both continuous and frequent start / stop operation at a nominal required outlet pressure. | Set | 1 |  | 0 |  | 0
4.02 | Supply, Installation, Testing and commissioning of Two numbers of Air receivers, Vertically mounted welded carbon steel, each having capacity of 1500 litres and receiver should have all necessary controls, piping and safety fittings with an automatic drain with manual by-pass. It should be pressure test certified by a competent authority . | Set | 1 |  | 0 |  | 0
4.03 | Supply, Installation, Testing and commissioning of Duplex air filters, pre- filter, oil filter, dust filter, activated carbon filter and bacterial filter. Each filter should be fitted with differential pressure gauges to monitor filter performance with all necessary controls, piping and safety fittings. | Set | 1 |  | 0 |  | 0
4.04 | Supply, Installation, Testing and commissioning of Duplex Air dryer system , capacity of each should be 100% of plant design flow( 23 CFM*2 +/ - 5%), include a dew -point hygrometer, Co measurement and display with a minimum accuracy of ±3°C, Duplex desiccant dryers should be used and in a range from –20°C to –60°C with a set point of –46°C. It should have Integrated automatic purge control system | Set | 2 |  | 0 |  | 0
4.1 | Supply, Installation, Testing and commissioning of Surface mounted front loading double locked outlets (first and second fix assembly) |  |  |  | 0 |  | 0
4.11 | a) Medical Air-4 bar | Nos | 132 |  | 0 |  | 0
4.12 | b) Surgical Air-7 bar | Nos | 13 |  | 0 |  | 0
4.13 | Supply and installation of Duplex pressure regulating system, should have Pressure regulator, Isolation valve, Pressure indicator for Medical Air regulation with an by pass arrangement. Which includes 4 Nos of isolation valve, 2 nos of regulators, 2 nos of pressure indicator and Pressure relief valve. | Set | 2 |  | 0 |  | 0
4.14 | HP colour coded black Tubing as per ISO Standards | lot | 1 |  | 0 |  | 0
5 | VACUUM SYSTEM |  |  |  | 0 |  | 0
5.01 | Supply, Installation, Testing and commissioning of Triplex Vacuum pumps, should be air cooled, Oil sealed Rotary vane type. Total estimated capacity of the plant is 2760 LPM primary and 2760 LPM secondary supply. The pump inlet should be filtered and the exhaust should incorporate non-return valves to protect both the vacuum system.This system shall be capable of removing of oil and smoke particles from the exhaust. | Set | 1 |  | 0 |  | 0
5.02 | Supply, Installation, Testing and commissioning of Two number of vacuum receiver, Vertically mounted Mild steel, each receiver capable of supply 1500 liters at 450 mm hg pressure and receiver should have all necessary controls and safety fittings with an automatic drain with manual by-pass. | Set | 1 |  | 0 |  | 0
5.03 | Supply, Installation, Testing and commissioning of Medical Duplex bacterial filters should be fitted, each containing a replaceable filter element and incorporating a moisture drainage trap bowl. The pressure drop through a clean filter passing total design flow rate should not exceed 25mmHg at a vacuum of 475mmHg.The bacteria filters manually - operated isolating valves, arranged to allow either sub-assembly to be on stream. | Set | 1 |  | 0 |  | 0
5.04 | Supply, Installation, Testing and commissioning of combined Electrical Control Panel for compressed air system and Vacuum System & complete with plant Room wiring. The panel should have energy and running hours meter. | Set | 1 |  | 0 |  | 0
5.1 | Supply, Installation, Testing and commissioning of Surface mounted front loading double locked Vacuum out lets, (first and second fix assembly) | Nos | 304 |  | 0 |  | 0
5.11 | High Pressure color coded yellow Tube as per ISO Standards | Lot | 1 |  | 0 |  | 0
6 | ANESTHETIC GAS SCAVENGING SYSTEM (AGSS) |  |  |  | 0 |  | 0
6.01 | Anesthetic Gas Scavenging System (AGSS) of minimum 1500LPM as Primary & 1500 LPM as Standby,It should be US FDA / European CE Certified with 4 digital notified body number or American ETL/ American UL listed (In-case of NFPA 99c the control panel of Plant must be UL/ETL Listed and Undertaking from manufacturer must be submitted for using the same control panel in the system offered)and should comply with HTM 02- 01/ NFPA 99 C/EN/ISO 7396-1. | Set | 1 |  | 0 |  | 0
6.02 | Supply, Installation, Testing and commissioning of AGSS terminal unit (first and second fix assembly) | Nos | 14 |  | 0 |  | 0
6.03 | Supply, Installation, Testing and commissioning of control panel should be provided, AGSS pump to house the isolating switch, starter, MCB, ammeter, hours run meter, hand/auto switch, alarm and BMS contacts. The control panel should have all design flow with one pump not running. The control panel should have all necessary controls and safety fittings. Controls signals as per HTM. | Set | 1 |  | 0 |  | 0
7 | PIPELINE DISTRIBUTION SYSTEM |  |  |  | 0 |  | 0
7.1 | Supply, Installation, Testing and commissioning of Copper Pipe 'Lloyd Certified' as per HTM/ EN for medical gas services. Pipes shall be priced for all necessary supports, standard fittings. |  |  |  | 0 |  | 0
| 12 mm OD x 1 mm thick | mtrs. | 1520 |  | 0 |  | 0
| 15 mm OD x 1mm thick | mtrs. | 3640 |  | 0 |  | 0
| 22 mm OD x 1 mm thick | mtrs. | 785 |  | 0 |  | 0
| 28 mm OD x 1 mm thick | mtrs. | 2135 |  | 0 |  | 0
| 35mm OD X 1.2 mm thick | mts |  |  | 0 |  | 0
| 42 mm OD x 1.2 mm thick | mtrs. | 760 |  | 0 |  | 0
| 54 mm OD x 1.2 mm thick | mtrs. | 250 |  | 0 |  | 0
| 76 mm OD x 1.5 mm thick | mtrs. | 170 |  | 0 |  | 0
| 108 mm OD x 1.5 mm thick | mtrs. | 130 |  | 0 |  | 0
| 50 mm | mtrs. | 50 |  | 0 |  | 0
| 75 mm | mtrs. | 150 |  | 0 |  | 0
| 110 mm | mtrs. | 50 |  | 0 |  | 0
| 140 mm | mtrs. | 50 |  | 0 |  | 0
| 15 mm | Nos | 5 |  | 0 |  | 0
| 22 mm | Nos | 22 |  | 0 |  | 0
| 28 mm | Nos | 20 |  | 0 |  | 0
| 42 mm | Nos | 18 |  | 0 |  | 0
| 54 mm | Nos | 8 |  | 0 |  | 0
| 76 mm | Nos | 6 |  | 0 |  | 0
| 108 mm | Nos | 6 |  | 0 |  | 0
7.2 | Supply and installation of AVSU box (valve boxes) with all its accessories with valve and pressure / vacuum gauges, NIST connectors with lockable arrangement and breakable glass cover. |  |  |  | 0 |  | 0
| 2 valve configuration with | Nos | 14 |  | 0 |  | 0
| 15 O2, 28 VAC |  |  |  | 0 |  | 0
| 3 valve configuration | Nos | 9 |  | 0 |  | 0
| 15 O2, 15 MA4, 28 VAC |  |  |  | 0 |  | 0
| 4 valve configuration | Nos | 3 |  | 0 |  | 0
| 15 O2, 15 N2O, 15 MA4, 28 VAC |  |  |  | 0 |  | 0
| 5 valve configuration | Nos | 1 |  | 0 |  | 0
| 15 O2, 15 N2O, 15 MA4, 15 SA7, 28 VAC |  |  |  | 0 |  | 0
| 6 valve configuration | Nos | 8 |  | 0 |  | 0
| 15 O2, 15 N2O, 15 MA4, 15 SA7, 22 VAC, 15 CO2 |  |  |  | 0 |  | 0
8 | ALARM SYSTEM |  |  |  | 0 |  | 0
| Providing and fixing alarm system for Medical gas system complete consisting of pressure sensors, panel and the control cabling, all wiring shall be within 1mm sq multi core data cable, PVC pipe for data cable. Panel shall be self contained low voltage (less than 24 V) |  |  |  | 0 |  | 0
| 2 Gas | Nos | 14 |  | 0 |  | 0
[5 empty] | 0 |  | 0
| 3 Gas | Nos | 9 |  | 0 |  | 0
[5 empty] | 0 |  | 0
| 4 Gas | Nos | 3 |  | 0 |  | 0
[5 empty] | 0 |  | 0
| 5 Gas | Nos | 1 |  | 0 |  | 0
[5 empty] | 0 |  | 0
| 6 Gas | Nos | 8 |  | 0 |  | 0
[5 empty] | 0 |  | 0
| 6 valve configuration (At Manifold room) | Nos | 1 |  | 0 |  | 0
[5 empty] | 0 |  | 0
9 | Supply , Installation and commissioning of master alarms should be capable to monitor Followings gases in Manifold and plant Room  Liquid oxygen line pressure  Manifold Bank pressure  Emergency O2 Bank pressure  N2O  N2O Emergency  Air 4 Bar  Air 7 bar  Vacuum  Co2  AGSS The system should EU CE under class II A category having 4 digit no from notified body / American UL Listed /American EL listed . The Master Alarm should display numeric values of all positive and negative gas pressures along LED Indicator .it should capable to display the pressure of each gas along with fault Set 13 and pressure High/ Low alarm with indication . It should capable to Intergrade with the Hospital BMS system | Set | 1 |  | 0 |  | 0
10.1 | Single arm pendant | Nos | 1 |  | 0 |  | 0
| Medical gas outlets (2 Oxy,2 N2O, 2 MA, 2 Vac & 1 AGSS) |  |  |  | 0 |  | 0
| 12 nos. of electrical sockets |  |  |  | 0 |  | 0
| 2 data points |  |  |  | 0 |  | 0
10.2 | Supply, Installation, Testing and commissioning of Bed head panel. It shall have provision for the following services | Nos | 144 |  | 0 |  | 0
| Medical gas outlets (1 Oxy & 1 Vac) |  |  |  | 0 |  | 0
| 5 Nos. of 6/16 Amp UPS power socket |  |  |  | 0 |  | 0
| 2 Nos. of 6/16 Amp RAW power socket |  |  |  | 0 |  | 0
| 1 no. of nurse call module |  |  |  | 0 |  | 0
10.3 | Supply, Installation, Testing and commissioning of Bed head panel. It shall have provision for the following services | Nos | 14 |  | 0 |  | 0
| Medical gas outlets (1 Oxy, 1 MA4 & 1 Vac) |  |  |  | 0 |  | 0
| 5 Nos. of 6/16 Amp UPS power socket |  |  |  | 0 |  | 0
| 2 Nos. of 6/16 Amp RAW power socket |  |  |  | 0 |  | 0
| 1 no. of nurse call module |  |  |  | 0 |  | 0
[5 empty] | 0 |  | 0
10.4 | Supply, Installation, Testing and commissioning of Bed head panel. It shall have provision for the following services | Nos | 11 |  | 0 |  | 0
| Medical gas outlets (2 Oxy, 1 MA4 & 1 Vac) |  |  |  | 0 |  | 0
| 5 Nos. of 6/16 Amp UPS power socket |  |  |  | 0 |  | 0
| 2 Nos. of 6/16 Amp RAW power socket |  |  |  | 0 |  | 0
| 1 no. of nurse call module |  |  |  | 0 |  | 0
[5 empty] | 0 |  | 0
10.5 | Supply, Installation, Testing and commissioning of Bed head panel. It shall have provision for the following services | Nos | 32 |  | 0 |  | 0
| Medical gas outlets (2 Oxy, 2 MA4 & 2 Vac) |  |  |  | 0 |  | 0
| 5 Nos. of 6/16 Amp UPS power socket |  |  |  | 0 |  | 0
| 2 Nos. of 6/16 Amp RAW power socket |  |  |  | 0 |  | 0
| 1 no. of nurse call module |  |  |  | 0 |  | 0
| 2 nos. of data points |  |  |  | 0 |  | 0
11 | OXYGEN FLOW METER & HUMIDIFIER BOTTLE |  |  |  | 0 |  | 0
| Back Pressure Compensated Flow meter shall be of accurate gas flow measurement and control within a range of 0-15 liters per minute for use in a variety of respiratory therapy gas delivery system. The flow tube and shroud components shall be made of good quality plastic. They shall be supplied with plastic transparent reusable humidifier | Set | 315 |  | 0 |  | 0
12 | WARD VACUUM UNITS |  |  |  | 0 |  | 0
12.1 | The vacuum unit shall include vacuum regulator along with 0-760 mm of Hg vacuum gauge of 2 ½” size dial,600 ml capacity reusable plastic collection bottle with overflow safety trap with plastic slide wall mounted type. | Set | 270 |  | 0 |  | 0
13 | THEATRE VACUUM UNIT |  |  |  | 0 |  | 0
| It shall be trolley mounted. The unit shall include one regular having gauge and mounted on the trolley stand, having two reusable each 2000 ml plastic collection bottles mounted on the base of trolley unit and connected with regulator & low pressure tube inter-connections. | Set | 34 |  | 0 |  | 0
13.01 | Pressure Tested D Type Jumbo cylinders( O2) with Test reports | Nos | 50 |  | 0 |  | 0
13.02 | Pressure Tested B Type cylinder( O2) with test reports | Nos | 40 |  | 0 |  | 0
13.03 | Pressure Tested A Type (O2)Cylinder with Test Reports | Nos | 20 |  | 0 |  | 0
13.04 | Pressures Tested AA Type Cylinders with test reports | Nos | 10 |  | 0 |  | 0
13.05 | Pressure Tested B Type cylinder( N2O) with test reports | Nos | 12 |  | 0 |  | 0
13.06 | Pressure Tested D Type Jumbo cylinders( CO2) with Test reports | Nos | 16 |  | 0 |  | 0
13.07 | Pressure Tested B Type cylinder( CO2) with test reports | Nos | 12 |  | 0 |  | 0
13.08 | D type Cylinder O2/CO2/N2O | Nos | 2 |  | 0 |  | 0
13.09 | B type jumbo cylinder trolly | Nos | 20 |  | 0 |  | 0
13.1 | D Type Jumbo cylinder Trolley | Nos | 20 |  | 0 |  | 0
13.11 | Double stage Pressure Regulator | Nos | 20 |  | 0 |  | 0
19 | InterConnection from LMO to CMO(Including copper pipe , Isolation valve , fittings and support) | mts | 1 |  | 0 |  | 0
0

## Dibrugarh
BOQ
Sr. No | Description of Work |  | Dibrugarh | Unit Rate in INR | Total Quantity price in INR | Applicable Taxes (in %). Pls don't use % sign while punching. | Total price inclusive of all taxes
|  | Unit | quantity
1 | OXYGEN SYSTEM
1.01 | Supply, Installation, Testing and commissioning of 2 x 10 size manifold (Secondary supply) complete with middle frame with chain for individual cylinder (D Type) along with Non Return Valves for every cylinder. | Set | 1 |  | 0 |  | 0
1.02 | Supply, Installation, Testing and commissioning of Fully Automatic control panel with digital display for OxygenHaving a constant flow out put of over 1500 Lpm at 4.2 bar pressure. | Set | 2 |  | 0 |  | 0
1.03 | Supply, Installation, Testing and commissioning of 10 Cylinder Emergency oxygen manifold arrangement (Emergency supply) | set | 1 |  | 0 |  | 0
1.04 | Supply, Installation, Testing and commissioning of Surface mounted front loading Oxygen outlets (first and second fix assembly) | Nos. | 260 |  | 0 |  | 0
1.05 | H.P. tubing having anti static core white color 5mtrs with heat conversion for Oxygen as per ISO Standards | Lot | 1 |  | 0 |  | 0
2 | NITROUS OXIDE SYSTEM |  |  |  | 0 |  | 0
2.01 | Supply, Installation, Testing and commissioning of 2 x 4 size manifold (Primary & Secondary supply) complete with middle frame with chain for individual cylinder (D Type) along with Non Return Valves for every cylinder. | Set | 1 |  | 0 |  | 0
2.02 | Supply, Installation, Testing and commissioning of Single cylinder Emergency Nitrous oxide arrangement using a high flow double gauge Regulator. | Set | 1 |  | 0 |  | 0
2.03 | Supply, Installation, Testing and commissioning of Fully Automatic control panel for Nitrous Oxide Having a min. flow out put of over 500 lpm at 4.2 bar pressure. | Set | 1 |  | 0 |  | 0
2,04 | Supply, Installation, Testing and commissioning of Surface mounted front loading outlets (first and second fix assembly) | Nos | 22 |  | 0 |  | 0
2.05 | H.P. tubing having anti static core Blue color 5mtrs with Keat conversion for Nitrous Oxide as per ISO Standards | Lot | 1 |  | 0 |  | 0
3 | CARBON DIOXIDE SYSTEM |  |  |  | 0 |  | 0
3.01 | Supply, Installation, Testing and commissioning of 2 x 4 size manifold (Primary & Secondary supply) complete with middle frame with chain for individual cylinder (VF size) along with Non Return Valves for every cylinder. | Set | 1 |  | 0 |  | 0
3.02 | Supply, Installation, Testing and commissioning of Single cylinder manifold Emergency Carbon dioxide arrangement using a high flow double gauge Regulator. | Set | 1 |  | 0 |  | 0
3.03 | Supply, Installation, Testing and commissioning of Fully Automatic control panel for Carbon dioxide Having a min. flow out put of over 500 lpm at 4.2 bar pressure. | Set | 1 |  | 0 |  | 0
3.04 | Supply, Installation, Testing and commissioning of Surface mounted front loading outlets (first and second fix assembly) | Nos | 5 |  | 0 |  | 0
3.05 | H.P. tubing having anti static core Blue color 5mtrs with Keat conversion for Carbon dioxide as per ISO Standards | Lot | 1 |  | 0 |  | 0
4 | COMBINED MEDICAL AND SURGICAL AIR SYSTEM |  |  |  | 0 |  | 0
4.01 | Supply, Installation, Testing and commissioning of Quadruplex compressed air system complete with 04 nos. of 57 CFM capacity Non-lubricated, Reciprocating, Air cooled type Base Frame mounted Air compressors with 15 HP motors, each compressor having 50% of the plant design flow at 8.5 bar delivery pressure. Total Estimated working capacity of the plant is 3000 lpm and it is suitable for both continuous and frequent start / stop operation at a nominal required outlet pressure. | Set | 1 |  | 0 |  | 0
4.01 | Supply, Installation, Testing and commissioning of One number of Air receivers, Vertically mounted welded carbon steel, having capacity of 3000 litres and receiver should have all necessary controls, piping and safety fittings with an automatic drain with manual by-pass. It should be pressure test certified by a competent authority. | set | 1 |  | 0 |  | 0
4.02 | Supply, Installation, Testing and commissioning of Duplex air filters, pre- filter, oil filter, dust filter, activated carbon filter and bacterial filter. Each filter should be fitted with differential pressure gauges to monitor filter performance with all necessary controls, piping and safety fittings. | Set | 1 |  | 0 |  | 0
4.03 | Supply, Installation, Testing and commissioning of Duplex Air dryer system , capacity of each should be 100% of plant design flow( 23 CFM*2 +/ - 5%), include a dew -point hygrometer, Co measurement and display with a minimum accuracy of ±3°C, Duplex desiccant dryers should be used and in a range from –20°C to –60°C with a set point of –46°C. It should have Integrated automatic purge control system | Set | 2 |  | 0 |  | 0
4.1 | Supply, Installation, Testing and commissioning of Surface mounted front loading double locked outlets (first and second fix assembly) |  |  |  | 0 |  | 0
4.11 | a) Medical Air-4 bar | Nos | 89 |  | 0 |  | 0
4.12 | b) Surgical Air-7 bar | Nos | 9 |  | 0 |  | 0
4.13 | Supply and installation of Duplex pressure regulating system, should have Pressure regulator, Isolation valve, Pressure indicator for Medical Air regulation with an by pass arrangement. Which includes 4 Nos of isolation valve, 2 nos of regulators, 2 nos of pressure indicator and Pressure relief valve. | Set | 2 |  | 0 |  | 0
4.14 | HP colour coded black Tubing as per ISO Standards | lot | 1 |  | 0 |  | 0
5 | VACUUM SYSTEM |  |  |  | 0 |  | 0
5.01 | Supply, Installation, Testing and commissioning of Triplex Vacuum pumps, should be air cooled, Oil sealed Rotary vane type. Total estimated capacity of the plant is 2730 LPM primary and 2730 LPM secondary supply. The pump inlet should be filtered and the exhaust should incorporate non-return valves to protect both the vacuum system.This system shall be capable of removing of oil and smoke particles from the exhaust. | set | 1 |  | 0 |  | 0
5.02 | Supply, Installation, Testing and commissioning of One number of vacuum receiver, Vertically mounted Mild steel, each receiver capable of supply 3000 liters at 450 mm hg pressure and receiver should have all necessary controls and safety fittings with an automatic drain with manual by-pass. | set | 1 |  | 0 |  | 0
5.03 | Supply, Installation, Testing and commissioning of Medical Duplex bacterial filters should be fitted, each containing a replaceable filter element and incorporating a moisture drainage trap bowl. The pressure drop through a clean filter passing total design flow rate should not exceed 25mmHg at a vacuum of 475mmHg.The bacteria filters manually - operated isolating valves, arranged to allow either sub-assembly to be on stream. | Set | 1 |  | 0 |  | 0
5.04 | Supply, Installation, Testing and commissioning of combined Electrical Control Panel for compressed air system and Vacuum System & complete with plant Room wiring. The panel should have energy and running hours meter. | Set | 1 |  | 0 |  | 0
5.1 | Supply, Installation, Testing and commissioning of Surface mounted front loading double locked Vacuum out lets, (first and second fix assembly) | Nos | 253 |  | 0 |  | 0
5.11 | High Pressure color coded yellow Tube as per ISO Standards | Lot | 1 |  | 0 |  | 0
6 | ANESTHETIC GAS SCAVENGING SYSTEM (AGSS) |  |  |  | 0 |  | 0
6.01 | Anesthetic Gas Scavenging System (AGSS) of minimum 520 LPM as Primary & 520 LPM as Standby,It should be US FDA / European CE Certified with 4 digital notified body number or American ETL/ American UL listed (In-case of NFPA 99c the control panel of Plant must be UL/ETL Listed and Undertaking from manufacturer must be submitted for using the same control panel in the system offered)and should comply with HTM 02- 01/ NFPA 99 C/EN/ISO 7396-1. . | set | 1 |  | 0 |  | 0
6.02 | Supply, Installation, Testing and commissioning of AGSS terminal unit (first and second fix assembly) | Nos | 14 |  | 0 |  | 0
6.03 | Supply, Installation, Testing and commissioning of control panel should be provided, AGSS pump to house the isolating switch, starter, MCB, ammeter, hours run meter, hand/auto switch, alarm and BMS contacts. The control panel should have all design flow with one pump not running. The control panel should have all necessary controls and safety fittings. Controls signals as per HTM. | Set | 1 |  | 0 |  | 0
7 | PIPELINE DISTRIBUTION SYSTEM |  |  |  | 0 |  | 0
7.1 | Supply, Installation, Testing and commissioning of Copper Pipe 'Lloyd Certified' as per HTM/ EN for medical gas services. Pipes shall be priced for all necessary supports, standard fittings. |  |  |  | 0 |  | 0
| 12 mm OD x 1 mm thick | mtrs. | 1185 |  | 0 |  | 0
| 15 mm OD x 1mm thick | mtrs. | 3555 |  | 0 |  | 0
| 22 mm OD x 1 mm thick | mtrs. | 935 |  | 0 |  | 0
| 28 mm OD x 1 mm thick | mtrs. | 1895 |  | 0 |  | 0
| 42 mm OD x 1.2 mm thick | mtrs. | 705 |  | 0 |  | 0
| 54 mm OD x 1.2 mm thick | mtrs. | 60 |  | 0 |  | 0
| 76 mm OD x 1.5 mm thick | mtrs. | 155 |  | 0 |  | 0
| 75 mm | mtrs. | 150 |  | 0 |  | 0
7.2 | Supply, Installation, Testing and commissioning of Isolation Valve assembly as per HTM/ EN for medical gas services, provision for padlock assembly. All valve should be gas specific. |  |  |  | 0 |  | 0
| 15 mm | Nos | 10 |  | 0 |  | 0
| 22 mm | Nos | 22 |  | 0 |  | 0
| 28 mm | Nos | 13 |  | 0 |  | 0
| 42 mm | Nos | 18 |  | 0 |  | 0
| 76 mm | Nos | 4 |  | 0 |  | 0
7.3 | Supply and installation of AVSU box (valve boxes) with all its accessories with valve and pressure / vacuum gauges, NIST connectors with lockable arrangement and breakable glass cover. |  |  |  | 0 |  | 0
| 2 valve configuration with | Nos | 10 |  | 0 |  | 0
| 15 O2, 28 VAC |  |  |  | 0 |  | 0
| 3 valve configuration | Nos | 8 |  | 0 |  | 0
| 15 O2, 15 MA4, 28 VAC |  |  |  | 0 |  | 0
| 4 valve configuration | Nos | 6 |  | 0 |  | 0
| 15 O2, 15 N2O, 15 MA4, 28 VAC |  |  |  | 0 |  | 0
| 6 valve configuration | Nos | 4 |  | 0 |  | 0
| 15 O2, 15 N2O, 15 MA4, 15 SA7, 22 VAC, 15 CO2 |  |  |  | 0 |  | 0
8 | ALARM SYSTEM |  |  |  | 0 |  | 0
| Providing and fixing alarm system for medical gas system complete consisting of pressure sensor,penel and the control cabling,all wiring will be done within 1mm sq cable.Panel shall be self contained low voltage.(Less than 24v) |  |  |  | 0 |  | 0
| 2 Gas | Nos | 10 |  | 0 |  | 0
[5 empty] | 0 |  | 0
| 3 Gas | Nos | 8 |  | 0 |  | 0
[5 empty] | 0 |  | 0
| 4 Gas | Nos | 6 |  | 0 |  | 0
[5 empty] | 0 |  | 0
| 5 Gas | Nos | 1 |  | 0 |  | 0
[5 empty] | 0 |  | 0
| 6 Gas | Nos | 4 |  | 0 |  | 0
[5 empty] | 0 |  | 0
| 6 valve configuration (At Manifold room) | Nos | 1 |  | 0 |  | 0
[5 empty] | 0 |  | 0
9 | Supply , Installation and commissioning of master alarms should be capable to monitor Followings gases in Manifold and plant Room  Liquid oxygen line pressure  Manifold Bank pressure  Emergency O2 Bank pressure  N2O  N2O Emergency  Air 4 Bar  Air 7 bar  Vacuum  Co2  AGSS The system should EU CE under class II A category having 4 digit no from notified body / American UL Listed /American EL listed . The Master Alarm should display numeric values of all positive and negative gas pressures along LED Indicator .it should capable to display the pressure of each gas along with fault Set 13 and pressure High/ Low alarm with indication . It should capable to Intergrade with the Hospital BMS system | Set | 1 |  | 0 |  | 0
10.1 | Single arm pendant | Nos | 4 |  | 0 |  | 0
| Medical gas outlets (2 Oxy,2 N2O, 2 MA, 2 Vac & 1 AGSS) |  |  |  | 0 |  | 0
| 12 nos. of electrical sockets |  |  |  | 0 |  | 0
| 2 data points |  |  |  | 0 |  | 0
10.2 | Supply, Installation, Testing and commissioning of Bed head panel. It shall have provision for the following services | Nos | 145 |  | 0 |  | 0
| Medical gas outlets (1 Oxy & 1 Vac) |  |  |  | 0 |  | 0
| 5 Nos. of 6/16 Amp UPS power socket |  |  |  | 0 |  | 0
| 2 Nos. of 6/16 Amp RAW power socket |  |  |  | 0 |  | 0
| 1 no. of nurse call module |  |  |  | 0 |  | 0
10.3 | Supply, Installation, Testing and commissioning of Bed head panel. It shall have provision for the following services | Nos | 14 |  | 0 |  | 0
| Medical gas outlets (1 Oxy, 1 MA4 & 1 Vac) |  |  |  | 0 |  | 0
| 5 Nos. of 6/16 Amp UPS power socket |  |  |  | 0 |  | 0
| 2 Nos. of 6/16 Amp RAW power socket |  |  |  | 0 |  | 0
| 1 no. of nurse call module |  |  |  | 0 |  | 0
[5 empty] | 0 |  | 0
10.4 | Supply, Installation, Testing and commissioning of Bed head panel. It shall have provision for the following services | Nos | 7 |  | 0 |  | 0
| Medical gas outlets (2 Oxy, 1 MA4 & 1 Vac) |  |  |  | 0 |  | 0
| 5 Nos. of 6/16 Amp UPS power socket |  |  |  | 0 |  | 0
| 2 Nos. of 6/16 Amp RAW power socket |  |  |  | 0 |  | 0
| 1 no. of nurse call module |  |  |  | 0 |  | 0
[5 empty] | 0 |  | 0
10.5 | Supply, Installation, Testing and commissioning of Bed head panel. It shall have provision for the following services | Nos | 21 |  | 0 |  | 0
| Medical gas outlets (2 Oxy, 2 MA4 & 2 Vac) |  |  |  | 0 |  | 0
| 5 Nos. of 6/16 Amp UPS power socket |  |  |  | 0 |  | 0
| 2 Nos. of 6/16 Amp RAW power socket |  |  |  | 0 |  | 0
| 1 no. of nurse call module |  |  |  | 0 |  | 0
| 2 nos. of data points |  |  |  | 0 |  | 0
[5 empty] | 0 |  | 0
11 | OXYGEN FLOW METER & HUMIDIFIER BOTTLE |  |  |  | 0 |  | 0
| Back Pressure Compensated Flow meter shall be of accurate gas flow measurement and control within a range of 0-15 liters per minute for use in a variety of respiratory therapy gas delivery system. The flow tube and shroud components shall be made of good quality plastic. They shall be supplied with plastic transparent reusable humidifier | Set | 260 |  | 0 |  | 0
12 | WARD VACUUM UNITS |  |  |  | 0 |  | 0
12.1 | The vacuum unit shall include vacuum regulator along with 0-760 mm of Hg vacuum gauge of 2 ½” size dial,600 ml capacity reusable plastic collection bottle with overflow safety trap with plastic slide wall mounted type. | Set | 229 |  | 0 |  | 0
13 | THEATRE VACUUM UNIT |  |  |  | 0 |  | 0
| It shall be trolley mounted. The unit shall include one regular having gauge and mounted on the trolley stand, having two reusable each 2000 ml plastic collection bottles mounted on the base of trolley unit and connected with regulator & low pressure tube inter-connections. | Set | 24 |  | 0 |  | 0
13.01 | Pressure Tested D Type Jumbo cylinders( O2) with Test reports | Nos | 50 |  | 0 |  | 0
13.02 | Pressure Tested B Type cylinder( O2) with test reports | Nos | 40 |  | 0 |  | 0
13.03 | Pressure Tested A Type (O2)Cylinder with Test Reports | Nos | 20 |  | 0 |  | 0
13.04 | Pressures Tested AA Type Cylinders with test reports | Nos | 10 |  | 0 |  | 0
13.05 | Pressure Tested B Type cylinder( N2O) with test reports | Nos | 12 |  | 0 |  | 0
13.06 | Pressure Tested D Type Jumbo cylinders( CO2) with Test reports | Nos | 16 |  | 0 |  | 0
13.07 | Pressure Tested B Type cylinder( CO2) with test reports | Nos | 12 |  | 0 |  | 0
13.08 | D type Cylinder O2/CO2/N2O | Nos | 2 |  | 0 |  | 0
13.09 | B type jumbo cylinder trolly | Nos | 20 |  | 0 |  | 0
13.1 | D Type Jumbo cylinder Trolley | Nos | 20 |  | 0 |  | 0
13.11 | Double stage Pressure Regulator | Nos | 20 |  | 0 |  | 0
14 | InterConnection from LMO to CMO(Including copper pipe , Isolation valve , fittings and support) | mts | 1 |  | 0 |  | 0
0

## Barpeta(L2)
BOQ
Sr. No | Description of Work |  | Barpeta(L2) | Unit Rate in INR | Total Quantity price in INR | Applicable Taxes (in %). Pls don't use % sign while punching. | Total price inclusive of all taxes
Unit
1 | OXYGEN SYSTEM
1.01 | Supply, Installation, Testing and commissioning of 2 x 10 size manifold (Secondary supply) complete with middle frame with chain for individual cylinder (D Type) along with Non Return Valves for every cylinder. | Set | 1 |  | 0 |  | 0
1.02 | Supply, Installation, Testing and commissioning of Fully Automatic control panel with digital display for Oxygen Having a constant flow out put of over 1500 Lpm at 4.2 bar pressure. | Set | 1 |  | 0 |  | 0
1.03 | Supply, Installation, Testing and commissioning of 5 x5 (10 Cylinder bank) Emergency oxygen manifold arrangement (Emergency supply) | set | 1 |  | 0 |  | 0
1.04 | Supply, Installation, Testing and commissioning of Emergency control panel with 2 Nos of High flow regulators ( 1500 LPM) and isolation valve for Oxygen Having a constant flow out put of over 1500 lpm at 4.2 bar pressure for emergency bank . | set | 1 |  | 0 |  | 0
1.05 | Supply, Installation, Testing and commissioning of Surface mounted front loading Oxygen outlets (first and second fix assembly) | Nos. | 170 |  | 0 |  | 0
1.06 | H.P. tubing having anti static core white color 5mtrs with heat conversion for Oxygen as per ISO Standards | Lot | 1 |  | 0 |  | 0
2 | NITROUS OXIDE SYSTEM |  |  |  | 0 |  | 0
2.01 | Supply, Installation, Testing and commissioning of 2 x 4 size manifold (Primary & Secondary supply) complete with middle frame with chain for individual cylinder (D Type) along with Non Return Valves for every cylinder. | Set | 1 |  | 0 |  | 0
2.02 | Supply, Installation, Testing and commissioning of Single cylinder Emergency Nitrous oxide arrangement using a high flow double gauge Regulator. | Set | 1 |  | 0 |  | 0
2.03 | Supply, Installation, Testing and commissioning of Fully Automatic control panel for Nitrous Oxide Having a min. flow out put of over 500 lpm at 4.2 bar pressure. | Set | 1 |  | 0 |  | 0
2.04 | Supply, Installation, Testing and commissioning of Surface mounted front loading outlets (first and second fix assembly) | Nos | 13 |  | 0 |  | 0
2.05 | H.P. tubing having anti static core Blue color 5mtrs with Keat conversion for Nitrous Oxide as per ISO Standards | Lot | 1 |  | 0 |  | 0
3 | CARBON DIOXIDE SYSTEM |  |  |  | 0 |  | 0
3.01 | Supply, Installation, Testing and commissioning of 2 x 2 size manifold (Primary & Secondary supply) complete with middle frame with chain for individual cylinder (VF size) along with Non Return Valves for every cylinder. | set | 1 |  | 0 |  | 0
3.02 | Supply, Installation, Testing and commissioning of Single cylinder manifold Emergency Carbon dioxide arrangement using a high flow double gauge Regulator. | Set | 1 |  | 0 |  | 0
3.03 | Supply, Installation, Testing and commissioning of Fully Automatic control panel for Carbon dioxide Having a min. flow out put of over 500 lpm at 4.2 bar pressure. | Set | 1 |  | 0 |  | 0
3.04 | Supply, Installation, Testing and commissioning of Surface mounted front loading outlets (first and second fix assembly) | Nos | 3 |  | 0 |  | 0
3.05 | H.P. tubing having anti static core Blue color 5mtrs with Keat conversion for Carbon dioxide as per ISO Standards | Lot | 1 |  | 0 |  | 0
4 | COMBINED MEDICAL AND SURGICAL AIR SYSTEM
4.01 | Supply, Installation, Testing and commissioning of Quadruplex compressed air system complete with 04 nos. of 57 CFM capacity Non-lubricated, Reciprocating, Air cooled type Base Frame mounted Air compressors with 15 HP motors, each compressor having 50% of the plant design flow at 8.5 bar delivery pressure. Total Estimated working capacity of the plant is 3000 lpm and it is suitable for both continuous and frequent start / stop operation at a nominal required outlet pressure. | Set | 1 |  | 0 |  | 0
4.02 | Supply, Installation, Testing and commissioning of One number of Air receivers, Vertically mounted welded carbon steel, having capacity of 2000 litres and receiver should have all necessary controls, piping and safety fittings with an automatic drain with manual by-pass. It should be pressure test certified by a competent authority. | set | 1 |  | 0 |  | 0
4.03 | Supply, Installation, Testing and commissioning of Duplex air filters, pre- filter, oil filter, dust filter, activated carbon filter and bacterial filter. Each filter should be fitted with differential pressure gauges to monitor filter performance with all necessary controls, piping and safety fittings. | Set | 1 |  | 0 |  | 0
4.04 | Supply, Installation, Testing and commissioning of Duplex Air dryer system , capacity of each should be 100% of plant design flow( 23 CFM*2 +/ - 5%), include a dew -point hygrometer, Co measurement and display with a minimum accuracy of ±3°C, Duplex desiccant dryers should be used and in a range from –20°C to –60°C with a set point of –46°C. It should have Integrated automatic purge control system | Set | 2 |  | 0 |  | 0
4.1 | Supply, Installation, Testing and commissioning of Surface mounted front loading double locked outlets (first and second fix assembly) |  |  |  | 0 |  | 0
4.11 | a) Medical Air-4 bar | Nos | 65 |  | 0 |  | 0
4.12 | b) Surgical Air-7 bar | Nos | 5 |  | 0 |  | 0
4.2 | Supply and installation of Duplex pressure regulating system, should have Pressure regulator, Isolation valve, Pressure indicator for Medical Air regulation with an by pass arrangement. Which includes 4 Nos of isolation valve, 2 nos of regulators, 2 nos of pressure indicator and Pressure relief valve. | Set | 2 |  | 0 |  | 0
4.3 | HP colour coded black Tubing as per ISO Standards | lot | 1 |  | 0 |  | 0
5 | VACUUM SYSTEM |  |  |  | 0 |  | 0
5.01 | Supply, Installation, Testing and commissioning of Triplex Vacuum pumps, should be air cooled, Oil sealed Rotary vane type. Total estimated capacity of the plant is 2730 LPM primary and 2730 LPM secondary supply. The pump inlet should be filtered and the exhaust should incorporate non-return valves to protect both the vacuum system.This system shall be capable of removing of oil and smoke particles from the exhaust. | set | 1 |  | 0 |  | 0
5.02 | Supply, Installation, Testing and commissioning of One number of vacuum receiver, Vertically mounted Mild steel, each receiver capable of supply 3000 liters at 450 mm hg pressure and receiver should have all necessary controls and safety fittings with an automatic drain with manual by-pass. | set | 1 |  | 0 |  | 0
5.03 | Supply, Installation, Testing and commissioning of Medical Duplex bacterial filters should be fitted, each containing a replaceable filter element and incorporating a moisture drainage trap bowl. The pressure drop through a clean filter passing total design flow rate should not exceed 25mmHg at a vacuum of 475mmHg.The bacteria filters manually - operated isolating valves, arranged to allow either sub-assembly to be on stream. | Set | 1 |  | 0 |  | 0
5.04 | Supply, Installation, Testing and commissioning of combined Electrical Control Panel for compressed air system and Vacuum System & complete with plant Room wiring. The panel should have energy and running hours meter. | Set | 1 |  | 0 |  | 0
5.05 | Supply, Installation, Testing and commissioning of Surface mounted front loading double locked Vacuum out lets, (first and second fix assembly) | Nos | 197 |  | 0 |  | 0
5.06 | High Pressure color coded yellow Tube as per ISO Standards | Lot | 1 |  | 0 |  | 0
6 | ANESTHETIC GAS SCAVENGING SYSTEM (AGSS) |  |  |  | 0 |  | 0
6.01 | Anesthetic Gas Scavenging System (AGSS) of minimum 520 LPM as Primary & 520 LPM as Standby,It should be US FDA / European CE Certified with 4 digital notified body number or American ETL/ American UL listed (In-case of NFPA 99c the control panel of Plant must be UL/ETL Listed and Undertaking from manufacturer must be submitted for using the same control panel in the system offered)and should comply with HTM 02- 01/ NFPA 99 C/EN/ISO 7396-1. . | set | 1 |  | 0 |  | 0
6.02 | Supply, Installation, Testing and commissioning of AGSS terminal unit (first and second fix assembly) | Nos | 12 |  | 0 |  | 0
6.03 | Supply, Installation, Testing and commissioning of control panel should be provided, AGSS pump to house the isolating switch, starter, MCB, ammeter, hours run meter, hand/auto switch, alarm and BMS contacts. The control panel should have all design flow with one pump not running. The control panel should have all necessary controls and safety fittings. Controls signals as per HTM. | Set | 1 |  | 0 |  | 0
7 | PIPELINE DISTRIBUTION SYSTEM |  |  |  | 0 |  | 0
7.1 | Supply, Installation, Testing and commissioning of Copper Pipe 'Lloyd Certified' as per HTM/ EN for medical gas services. Pipes shall be priced for all necessary supports, standard fittings. |  |  |  | 0 |  | 0
| 12 mm OD x 1 mm thick | mtrs. | 925 |  | 0 |  | 0
| 15 mm OD x 1mm thick | mtrs. | 2960 |  | 0 |  | 0
| 22 mm OD x 1 mm thick | mtrs. | 770 |  | 0 |  | 0
| 28 mm OD x 1 mm thick | mtrs. | 1615 |  | 0 |  | 0
| 42 mm OD x 1.2 mm thick | mtrs. | 575 |  | 0 |  | 0
| 54 mm OD x 1.2 mm thick | mtrs. | 60 |  | 0 |  | 0
| 76 mm OD x 1.5 mm thick | mtrs. | 155 |  | 0 |  | 0
| 50 mm | mtrs. | 17 |  | 0 |  | 0
| 75 mm | mtrs. | 150 |  | 0 |  | 0
| 110 mm | mtrs. | 17 |  | 0 |  | 0
| 140 mm | mtrs. | 17 |  | 0 |  | 0
7.1 | Supply, Installation, Testing and commissioning of Isolation Valve assembly as per HTM/ EN for medical gas services, provision for padlock assembly. All valve should be gas specific. |  |  |  | 0 |  | 0
| 15 mm | Nos | 10 |  | 0 |  | 0
| 22 mm | Nos | 19 |  | 0 |  | 0
| 28 mm | Nos | 13 |  | 0 |  | 0
| 42 mm | Nos | 15 |  | 0 |  | 0
| 76 mm | Nos | 4 |  | 0 |  | 0
7.2 | Supply and installation of AVSU box (valve boxes) with all its accessories with valve and pressure / vacuum gauges, NIST connectors with lockable arrangement and breakable glass cover. |  |  |  | 0 |  | 0
| 2 valve configuration with | Nos | 5 |  | 0 |  | 0
| 15 O2, 28 VAC |  |  |  | 0 |  | 0
| 3 valve configuration | Nos | 8 |  | 0 |  | 0
| 15 O2, 15 MA4, 28 VAC |  |  |  | 0 |  | 0
| 4 valve configuration | Nos | 6 |  | 0 |  | 0
| 15 O2, 15 N2O, 15 MA4, 28 VAC |  |  |  | 0 |  | 0
| 6 valve configuration | Nos | 2 |  | 0 |  | 0
| 15 O2, 15 N2O, 15 MA4, 15 SA7, 22 VAC, 15 CO2 |  |  |  | 0 |  | 0
8 | ALARM SYSTEM |  |  |  | 0 |  | 0
| Providing and fixing alarm system for Medical gas system complete consisting of pressure sensors, panel and the control cabling, all wiring shall be within 1mm sq multi core data cable, PVC pipe for data cable. Panel shall be self contained low voltage (less than 24 V) |  |  |  | 0 |  | 0
| 2 Gas | Nos | 5 |  | 0 |  | 0
[5 empty] | 0 |  | 0
| 3 Gas | Nos | 8 |  | 0 |  | 0
[5 empty] | 0 |  | 0
| 4 Gas | Nos | 6 |  | 0 |  | 0
| 6 valve configuration (At Manifold room) | Nos |  |  | 0 |  | 0
[5 empty] | 0 |  | 0
9 | Supply , Installation and commissioning of master alarms should be capable to monitor Followings gases in Manifold and plant Room  Liquid oxygen line pressure  Manifold Bank pressure  Emergency O2 Bank pressure  N2O  N2O Emergency  Air 4 Bar  Air 7 bar  Vacuum  Co2  AGSS The system should EU CE under class II A category having 4 digit no from notified body / American UL Listed /American EL listed . The Master Alarm should display numeric values of all positive and negative gas pressures along LED Indicator .it should capable to display the pressure of each gas along with fault Set 13 and pressure High/ Low alarm with indication . It should capable to Intergrade with the Hospital BMS system | Set | 1 |  | 0 |  | 0
10.1 | Single arm pendant | Nos | 4 |  | 0 |  | 0
| Medical gas outlets (2 Oxy,2 N2O, 2 MA, 2 Vac & 1 AGSS) |  |  |  | 0 |  | 0
| 12 nos. of electrical sockets |  |  |  | 0 |  | 0
| 2 data points |  |  |  | 0 |  | 0
10.2 | Supply, Installation, Testing and commissioning of Bed head panel. It shall have provision for the following services | Nos | 100 |  | 0 |  | 0
| Medical gas outlets (1 Oxy & 1 Vac) |  |  |  | 0 |  | 0
| 5 Nos. of 6/16 Amp UPS power socket |  |  |  | 0 |  | 0
| 2 Nos. of 6/16 Amp RAW power socket |  |  |  | 0 |  | 0
| 1 no. of nurse call module |  |  |  | 0 |  | 0
10.3 | Supply, Installation, Testing and commissioning of Bed head panel. It shall have provision for the following services | Nos | 14 |  | 0 |  | 0
| Medical gas outlets (1 Oxy, 1 MA4 & 1 Vac) |  |  |  | 0 |  | 0
| 5 Nos. of 6/16 Amp UPS power socket |  |  |  | 0 |  | 0
| 2 Nos. of 6/16 Amp RAW power socket |  |  |  | 0 |  | 0
| 1 no. of nurse call module |  |  |  | 0 |  | 0
[5 empty] | 0 |  | 0
10.4 | Supply, Installation, Testing and commissioning of Bed head panel. It shall have provision for the following services | Nos | 4 |  | 0 |  | 0
| Medical gas outlets (2 Oxy, 1 MA4 & 1 Vac) |  |  |  | 0 |  | 0
| 5 Nos. of 6/16 Amp UPS power socket |  |  |  | 0 |  | 0
| 2 Nos. of 6/16 Amp RAW power socket |  |  |  | 0 |  | 0
| 1 no. of nurse call module |  |  |  | 0 |  | 0
[5 empty] | 0 |  | 0
10.5 | Supply, Installation, Testing and commissioning of Bed head panel. It shall have provision for the following services | Nos | 21 |  | 0 |  | 0
| Medical gas outlets (2 Oxy, 2 MA4 & 2 Vac) |  |  |  | 0 |  | 0
| 5 Nos. of 6/16 Amp UPS power socket |  |  |  | 0 |  | 0
| 2 Nos. of 6/16 Amp RAW power socket |  |  |  | 0 |  | 0
| 1 no. of nurse call module |  |  |  | 0 |  | 0
| 2 nos. of data points |  |  |  | 0 |  | 0
11 | OXYGEN FLOW METER & HUMIDIFIER BOTTLE |  |  |  | 0 |  | 0
| Back Pressure Compensated Flow meter shall be of accurate gas flow measurement and control within a range of 0-15 liters per minute for use in a variety of respiratory therapy gas delivery system. The flow tube and shroud components shall be made of good quality plastic. They shall be supplied with plastic transparent reusable humidifier | Set | 201 |  | 0 |  | 0
12 | WARD VACUUM UNITS |  |  |  | 0 |  | 0
12.1 | The vacuum unit shall include vacuum regulator along with 0-760 mm of Hg vacuum gauge of 2 ½” size dial,600 ml capacity reusable plastic collection bottle with overflow safety trap with plastic slide wall mounted type. | Set | 131 |  | 0 |  | 0
13 | THEATRE VACUUM UNIT |  |  |  | 0 |  | 0
| It shall be trolley mounted. The unit shall include one regular having gauge and mounted on the trolley stand, having two reusable each 2000 ml plastic collection bottles mounted on the base of trolley unit and connected with regulator & low pressure tube inter-connections. | Set | 16 |  | 0 |  | 0
13.01 | Pressure Tested D Type Jumbo cylinders( O2) with Test reports | Nos | 40 |  | 0 |  | 0
13.02 | Pressure Tested B Type cylinder( O2) with test reports | Nos | 35 |  | 0 |  | 0
13.03 | Pressure Tested A Type (O2)Cylinder with Test Reports | Nos | 10 |  | 0 |  | 0
13.04 | Pressures Tested AA Type Cylinders with test reports | Nos | 10 |  | 0 |  | 0
13.05 | Pressure Tested B Type cylinder( N2O) with test reports | Nos | 12 |  | 0 |  | 0
13.06 | Pressure Tested D Type Jumbo cylinders( CO2) with Test reports | Nos | 16 |  | 0 |  | 0
13.07 | Pressure Tested B Type cylinder( CO2) with test reports | Nos | 12 |  | 0 |  | 0
13.08 | D type Cylinder O2/CO2/N2O | Nos | 2 |  | 0 |  | 0
13.09 | B type jumbo cylinder trolly | Nos | 20 |  | 0 |  | 0
13.1 | D Type Jumbo cylinder Trolley | Nos | 20 |  | 0 |  | 0
13.11 | Double stage Pressure Regulator | Nos | 20 |  | 0 |  | 0
14 | InterConnection from LMO to CMO(Including copper pipe , Isolation valve , fittings and support) | mts | 1 |  | 0 |  | 0
0

## Silchar
BOQ
Sr. No | Description of Work |  | Silchar (L2) | Unit Rate in INR | Total Quantity price in INR | Applicable Taxes (in %). Pls don't use % sign while punching. | Total price inclusive of all taxes
Unit
1 | OXYGEN SYSTEM
1.01 | Supply, Installation, Testing and commissioning of 2 x 10 size manifold (Secondary supply) complete with middle frame with chain for individual cylinder (D Type) along with Non Return Valves for every cylinder. | Set | 1 |  | 0 |  | 0
1.02 | Supply, Installation, Testing and commissioning of Fully Automatic control panel with digital display for Oxygen Having a constant flow out put of over 1500 Lpm at 4.2 bar pressure. | Set | 1 |  | 0 |  | 0
1.03 | Supply, Installation, Testing and commissioning of 5 x5 (10 Cylinder bank) Emergency oxygen manifold arrangement (Emergency supply) | set | 1 |  | 0 |  | 0
1.04 | Supply, Installation, Testing and commissioning of Emergency control panel with 2 Nos of High flow regulators ( 1500 LPM) and isolation valve for Oxygen Having a constant flow out put of over 1500 lpm at 4.2 bar pressure for emergency bank . | set | 1 |  | 0 |  | 0
1.05 | Supply, Installation, Testing and commissioning of Surface mounted front loading Oxygen outlets (first and second fix assembly) | Nos. | 170 |  | 0 |  | 0
1.06 | H.P. tubing having anti static core white color 5mtrs with heat conversion for Oxygen as per ISO Standards | Lot | 1 |  | 0 |  | 0
2 | NITROUS OXIDE SYSTEM |  |  |  | 0 |  | 0
2.01 | Supply, Installation, Testing and commissioning of 2 x 4 size manifold (Primary & Secondary supply) complete with middle frame with chain for individual cylinder (D Type) along with Non Return Valves for every cylinder. | Set | 1 |  | 0 |  | 0
2.02 | Supply, Installation, Testing and commissioning of Single cylinder Emergency Nitrous oxide arrangement using a high flow double gauge Regulator. | Set | 1 |  | 0 |  | 0
2.03 | Supply, Installation, Testing and commissioning of Fully Automatic control panel for Nitrous Oxide Having a min. flow out put of over 500 lpm at 4.2 bar pressure. | Set | 1 |  | 0 |  | 0
2.04 | Supply, Installation, Testing and commissioning of Surface mounted front loading outlets (first and second fix assembly) | Nos | 13 |  | 0 |  | 0
2.05 | H.P. tubing having anti static core Blue color 5mtrs with Keat conversion for Nitrous Oxide as per ISO Standards | Lot | 1 |  | 0 |  | 0
3 | CARBON DIOXIDE SYSTEM |  |  |  | 0 |  | 0
3.01 | Supply, Installation, Testing and commissioning of 2 x 2 size manifold (Primary & Secondary supply) complete with middle frame with chain for individual cylinder (VF size) along with Non Return Valves for every cylinder. | set | 1 |  | 0 |  | 0
3.02 | Supply, Installation, Testing and commissioning of Single cylinder manifold Emergency Carbon dioxide arrangement using a high flow double gauge Regulator. | Set | 1 |  | 0 |  | 0
3.03 | Supply, Installation, Testing and commissioning of Fully Automatic control panel for Carbon dioxide Having a min. flow out put of over 500 lpm at 4.2 bar pressure. | Set | 1 |  | 0 |  | 0
3.04 | Supply, Installation, Testing and commissioning of Surface mounted front loading outlets (first and second fix assembly) | Nos | 3 |  | 0 |  | 0
3.05 | H.P. tubing having anti static core Blue color 5mtrs with Keat conversion for Carbon dioxide as per ISO Standards | Lot | 1 |  | 0 |  | 0
4 | COMBINED MEDICAL AND SURGICAL AIR SYSTEM
4.01 | Supply, Installation, Testing and commissioning of Quadruplex compressed air system complete with 04 nos. of 57 CFM capacity Non-lubricated, Reciprocating, Air cooled type Base Frame mounted Air compressors with 15 HP motors, each compressor having 50% of the plant design flow at 8.5 bar delivery pressure. Total Estimated working capacity of the plant is 3000 lpm and it is suitable for both continuous and frequent start / stop operation at a nominal required outlet pressure. | Set | 1 |  | 0 |  | 0
4.02 | Supply, Installation, Testing and commissioning of One number of Air receivers, Vertically mounted welded carbon steel, having capacity of 2000 litres and receiver should have all necessary controls, piping and safety fittings with an automatic drain with manual by-pass. It should be pressure test certified by a competent authority. | set | 1 |  | 0 |  | 0
4.03 | Supply, Installation, Testing and commissioning of Duplex air filters, pre- filter, oil filter, dust filter, activated carbon filter and bacterial filter. Each filter should be fitted with differential pressure gauges to monitor filter performance with all necessary controls, piping and safety fittings. | Set | 1 |  | 0 |  | 0
4.04 | Supply, Installation, Testing and commissioning of Duplex Air dryer system , capacity of each should be 100% of plant design flow( 23 CFM*2 +/ - 5%), include a dew -point hygrometer, Co measurement and display with a minimum accuracy of ±3°C, Duplex desiccant dryers should be used and in a range from –20°C to –60°C with a set point of –46°C. It should have Integrated automatic purge control system | Set | 2 |  | 0 |  | 0
4.1 | Supply, Installation, Testing and commissioning of Surface mounted front loading double locked outlets (first and second fix assembly) |  |  |  | 0 |  | 0
4.11 | a) Medical Air-4 bar | Nos | 65 |  | 0 |  | 0
4.12 | b) Surgical Air-7 bar | Nos | 5 |  | 0 |  | 0
4.2 | Supply and installation of Duplex pressure regulating system, should have Pressure regulator, Isolation valve, Pressure indicator for Medical Air regulation with an by pass arrangement. Which includes 4 Nos of isolation valve, 2 nos of regulators, 2 nos of pressure indicator and Pressure relief valve. | Set | 2 |  | 0 |  | 0
4.3 | HP colour coded black Tubing as per ISO Standards | lot | 1 |  | 0 |  | 0
5 | VACUUM SYSTEM |  |  |  | 0 |  | 0
5.01 | Supply, Installation, Testing and commissioning of Triplex Vacuum pumps, should be air cooled, Oil sealed Rotary vane type. Total estimated capacity of the plant is 2730 LPM primary and 2730 LPM secondary supply. The pump inlet should be filtered and the exhaust should incorporate non-return valves to protect both the vacuum system.This system shall be capable of removing of oil and smoke particles from the exhaust. | set | 1 |  | 0 |  | 0
5.02 | Supply, Installation, Testing and commissioning of One number of vacuum receiver, Vertically mounted Mild steel, each receiver capable of supply 3000 liters at 450 mm hg pressure and receiver should have all necessary controls and safety fittings with an automatic drain with manual by-pass. | set | 1 |  | 0 |  | 0
5.03 | Supply, Installation, Testing and commissioning of Medical Duplex bacterial filters should be fitted, each containing a replaceable filter element and incorporating a moisture drainage trap bowl. The pressure drop through a clean filter passing total design flow rate should not exceed 25mmHg at a vacuum of 475mmHg.The bacteria filters manually - operated isolating valves, arranged to allow either sub-assembly to be on stream. | Set | 1 |  | 0 |  | 0
5.04 | Supply, Installation, Testing and commissioning of combined Electrical Control Panel for compressed air system and Vacuum System & complete with plant Room wiring. The panel should have energy and running hours meter. | Set | 1 |  | 0 |  | 0
5.05 | Supply, Installation, Testing and commissioning of Surface mounted front loading double locked Vacuum out lets, (first and second fix assembly) | Nos | 197 |  | 0 |  | 0
5.06 | High Pressure color coded yellow Tube as per ISO Standards | Lot | 1 |  | 0 |  | 0
6 | ANESTHETIC GAS SCAVENGING SYSTEM (AGSS) |  |  |  | 0 |  | 0
6.01 | Anesthetic Gas Scavenging System (AGSS) of minimum 520 LPM as Primary & 520 LPM as Standby,It should be US FDA / European CE Certified with 4 digital notified body number or American ETL/ American UL listed (In-case of NFPA 99c the control panel of Plant must be UL/ETL Listed and Undertaking from manufacturer must be submitted for using the same control panel in the system offered)and should comply with HTM 02- 01/ NFPA 99 C/EN/ISO 7396-1. . | set | 1 |  | 0 |  | 0
6.02 | Supply, Installation, Testing and commissioning of AGSS terminal unit (first and second fix assembly) | Nos | 12 |  | 0 |  | 0
6.03 | Supply, Installation, Testing and commissioning of control panel should be provided, AGSS pump to house the isolating switch, starter, MCB, ammeter, hours run meter, hand/auto switch, alarm and BMS contacts. The control panel should have all design flow with one pump not running. The control panel should have all necessary controls and safety fittings. Controls signals as per HTM. | Set | 1 |  | 0 |  | 0
7 | PIPELINE DISTRIBUTION SYSTEM |  |  |  | 0 |  | 0
7.1 | Supply, Installation, Testing and commissioning of Copper Pipe 'Lloyd Certified' as per HTM/ EN for medical gas services. Pipes shall be priced for all necessary supports, standard fittings. |  |  |  | 0 |  | 0
| 12 mm OD x 1 mm thick | mtrs. | 925 |  | 0 |  | 0
| 15 mm OD x 1mm thick | mtrs. | 2960 |  | 0 |  | 0
| 22 mm OD x 1 mm thick | mtrs. | 770 |  | 0 |  | 0
| 28 mm OD x 1 mm thick | mtrs. | 1615 |  | 0 |  | 0
| 42 mm OD x 1.2 mm thick | mtrs. | 575 |  | 0 |  | 0
| 54 mm OD x 1.2 mm thick | mtrs. | 60 |  | 0 |  | 0
| 76 mm OD x 1.5 mm thick | mtrs. | 155 |  | 0 |  | 0
| 50 mm | mtrs. | 17 |  | 0 |  | 0
| 75 mm | mtrs. | 150 |  | 0 |  | 0
| 110 mm | mtrs. | 17 |  | 0 |  | 0
| 140 mm | mtrs. | 17 |  | 0 |  | 0
7.1 | Supply, Installation, Testing and commissioning of Isolation Valve assembly as per HTM/ EN for medical gas services, provision for padlock assembly. All valve should be gas specific. |  |  |  | 0 |  | 0
| 15 mm | Nos | 10 |  | 0 |  | 0
| 22 mm | Nos | 19 |  | 0 |  | 0
| 28 mm | Nos | 13 |  | 0 |  | 0
| 42 mm | Nos | 15 |  | 0 |  | 0
| 76 mm | Nos | 4 |  | 0 |  | 0
7.2 | Supply and installation of AVSU box (valve boxes) with all its accessories with valve and pressure / vacuum gauges, NIST connectors with lockable arrangement and breakable glass cover. |  |  |  | 0 |  | 0
| 2 valve configuration with | Nos | 5 |  | 0 |  | 0
| 15 O2, 28 VAC |  |  |  | 0 |  | 0
| 3 valve configuration | Nos | 8 |  | 0 |  | 0
| 15 O2, 15 MA4, 28 VAC |  |  |  | 0 |  | 0
| 4 valve configuration | Nos | 6 |  | 0 |  | 0
| 15 O2, 15 N2O, 15 MA4, 28 VAC |  |  |  | 0 |  | 0
| 6 valve configuration | Nos | 2 |  | 0 |  | 0
| 15 O2, 15 N2O, 15 MA4, 15 SA7, 22 VAC, 15 CO2 |  |  |  | 0 |  | 0
8 | ALARM SYSTEM |  |  |  | 0 |  | 0
| Providing and fixing alarm system for Medical gas system complete consisting of pressure sensors, panel and the control cabling, all wiring shall be within 1mm sq multi core data cable, PVC pipe for data cable. Panel shall be self contained low voltage (less than 24 V) |  |  |  | 0 |  | 0
| 2 Gas | Nos | 5 |  | 0 |  | 0
[5 empty] | 0 |  | 0
| 3 Gas | Nos | 8 |  | 0 |  | 0
[5 empty] | 0 |  | 0
| 4 Gas | Nos | 6 |  | 0 |  | 0
| 6 valve configuration (At Manifold room) | Nos |  |  | 0 |  | 0
[5 empty] | 0 |  | 0
9 | Supply , Installation and commissioning of master alarms should be capable to monitor Followings gases in Manifold and plant Room  Liquid oxygen line pressure  Manifold Bank pressure  Emergency O2 Bank pressure  N2O  N2O Emergency  Air 4 Bar  Air 7 bar  Vacuum  Co2  AGSS The system should EU CE under class II A category having 4 digit no from notified body / American UL Listed /American EL listed . The Master Alarm should display numeric values of all positive and negative gas pressures along LED Indicator .it should capable to display the pressure of each gas along with fault Set 13 and pressure High/ Low alarm with indication . It should capable to Intergrade with the Hospital BMS system | Set | 1 |  | 0 |  | 0
10.1 | Single arm pendant | Nos | 4 |  | 0 |  | 0
| Medical gas outlets (2 Oxy,2 N2O, 2 MA, 2 Vac & 1 AGSS) |  |  |  | 0 |  | 0
| 12 nos. of electrical sockets |  |  |  | 0 |  | 0
| 2 data points |  |  |  | 0 |  | 0
10.2 | Supply, Installation, Testing and commissioning of Bed head panel. It shall have provision for the following services | Nos | 100 |  | 0 |  | 0
| Medical gas outlets (1 Oxy & 1 Vac) |  |  |  | 0 |  | 0
| 5 Nos. of 6/16 Amp UPS power socket |  |  |  | 0 |  | 0
| 2 Nos. of 6/16 Amp RAW power socket |  |  |  | 0 |  | 0
| 1 no. of nurse call module |  |  |  | 0 |  | 0
10.3 | Supply, Installation, Testing and commissioning of Bed head panel. It shall have provision for the following services | Nos | 14 |  | 0 |  | 0
| Medical gas outlets (1 Oxy, 1 MA4 & 1 Vac) |  |  |  | 0 |  | 0
| 5 Nos. of 6/16 Amp UPS power socket |  |  |  | 0 |  | 0
| 2 Nos. of 6/16 Amp RAW power socket |  |  |  | 0 |  | 0
| 1 no. of nurse call module |  |  |  | 0 |  | 0
[5 empty] | 0 |  | 0
10.4 | Supply, Installation, Testing and commissioning of Bed head panel. It shall have provision for the following services | Nos | 4 |  | 0 |  | 0
| Medical gas outlets (2 Oxy, 1 MA4 & 1 Vac) |  |  |  | 0 |  | 0
| 5 Nos. of 6/16 Amp UPS power socket |  |  |  | 0 |  | 0
| 2 Nos. of 6/16 Amp RAW power socket |  |  |  | 0 |  | 0
| 1 no. of nurse call module |  |  |  | 0 |  | 0
[5 empty] | 0 |  | 0
10.5 | Supply, Installation, Testing and commissioning of Bed head panel. It shall have provision for the following services | Nos | 21 |  | 0 |  | 0
| Medical gas outlets (2 Oxy, 2 MA4 & 2 Vac) |  |  |  | 0 |  | 0
| 5 Nos. of 6/16 Amp UPS power socket |  |  |  | 0 |  | 0
| 2 Nos. of 6/16 Amp RAW power socket |  |  |  | 0 |  | 0
| 1 no. of nurse call module |  |  |  | 0 |  | 0
| 2 nos. of data points |  |  |  | 0 |  | 0
11 | OXYGEN FLOW METER & HUMIDIFIER BOTTLE |  |  |  | 0 |  | 0
| Back Pressure Compensated Flow meter shall be of accurate gas flow measurement and control within a range of 0-15 liters per minute for use in a variety of respiratory therapy gas delivery system. The flow tube and shroud components shall be made of good quality plastic. They shall be supplied with plastic transparent reusable humidifier | Set | 201 |  | 0 |  | 0
12 | WARD VACUUM UNITS |  |  |  | 0 |  | 0
12.1 | The vacuum unit shall include vacuum regulator along with 0-760 mm of Hg vacuum gauge of 2 ½” size dial,600 ml capacity reusable plastic collection bottle with overflow safety trap with plastic slide wall mounted type. | Set | 131 |  | 0 |  | 0
13 | THEATRE VACUUM UNIT |  |  |  | 0 |  | 0
| It shall be trolley mounted. The unit shall include one regular having gauge and mounted on the trolley stand, having two reusable each 2000 ml plastic collection bottles mounted on the base of trolley unit and connected with regulator & low pressure tube inter-connections. | Set | 16 |  | 0 |  | 0
13.01 | Pressure Tested D Type Jumbo cylinders( O2) with Test reports | Nos | 40 |  | 0 |  | 0
13.02 | Pressure Tested B Type cylinder( O2) with test reports | Nos | 35 |  | 0 |  | 0
13.03 | Pressure Tested A Type (O2)Cylinder with Test Reports | Nos | 10 |  | 0 |  | 0
13.04 | Pressures Tested AA Type Cylinders with test reports | Nos | 10 |  | 0 |  | 0
13.05 | Pressure Tested B Type cylinder( N2O) with test reports | Nos | 12 |  | 0 |  | 0
13.06 | Pressure Tested D Type Jumbo cylinders( CO2) with Test reports | Nos | 16 |  | 0 |  | 0
13.07 | Pressure Tested B Type cylinder( CO2) with test reports | Nos | 12 |  | 0 |  | 0
13.08 | D type Cylinder O2/CO2/N2O | Nos | 2 |  | 0 |  | 0
13.09 | B type jumbo cylinder trolly | Nos | 20 |  | 0 |  | 0
13.1 | D Type Jumbo cylinder Trolley | Nos | 20 |  | 0 |  | 0
13.11 | Double stage Pressure Regulator | Nos | 20 |  | 0 |  | 0
14 | InterConnection from LMO to CMO(Including copper pipe , Isolation valve , fittings and support) | mts | 1 |  | 0 |  | 0
0

## Diphu
BOQ
Sr. No | Description of Work |  | Diphu (L2) | Unit Rate in INR | Total Quantity price in INR | Applicable Taxes (in %). Pls don't use % sign while punching. | Total price inclusive of all taxes
Unit
1 | OXYGEN SYSTEM
1.01 | Supply, Installation, Testing and commissioning of 2 x 10 size manifold (Secondary supply) complete with middle frame with chain for individual cylinder (D Type) along with Non Return Valves for every cylinder. | Set | 1 |  | 0 |  | 0
1.02 | Supply, Installation, Testing and commissioning of Fully Automatic control panel with digital display for Oxygen Having a constant flow out put of over 1500 Lpm at 4.2 bar pressure. | Set | 1 |  | 0 |  | 0
1.03 | Supply, Installation, Testing and commissioning of 5 x5 (10 Cylinder bank) Emergency oxygen manifold arrangement (Emergency supply) | set | 1 |  | 0 |  | 0
1.04 | Supply, Installation, Testing and commissioning of Emergency control panel with 2 Nos of High flow regulators ( 1500 LPM) and isolation valve for Oxygen Having a constant flow out put of over 1500 lpm at 4.2 bar pressure for emergency bank . | set | 1 |  | 0 |  | 0
1.05 | Supply, Installation, Testing and commissioning of Surface mounted front loading Oxygen outlets (first and second fix assembly) | Nos. | 170 |  | 0 |  | 0
1.06 | H.P. tubing having anti static core white color 5mtrs with heat conversion for Oxygen as per ISO Standards | Lot | 1 |  | 0 |  | 0
2 | NITROUS OXIDE SYSTEM |  |  |  | 0 |  | 0
2.01 | Supply, Installation, Testing and commissioning of 2 x 4 size manifold (Primary & Secondary supply) complete with middle frame with chain for individual cylinder (D Type) along with Non Return Valves for every cylinder. | Set | 1 |  | 0 |  | 0
2.02 | Supply, Installation, Testing and commissioning of Single cylinder Emergency Nitrous oxide arrangement using a high flow double gauge Regulator. | Set | 1 |  | 0 |  | 0
2.03 | Supply, Installation, Testing and commissioning of Fully Automatic control panel for Nitrous Oxide Having a min. flow out put of over 500 lpm at 4.2 bar pressure. | Set | 1 |  | 0 |  | 0
2.04 | Supply, Installation, Testing and commissioning of Surface mounted front loading outlets (first and second fix assembly) | Nos | 13 |  | 0 |  | 0
2.05 | H.P. tubing having anti static core Blue color 5mtrs with Keat conversion for Nitrous Oxide as per ISO Standards | Lot | 1 |  | 0 |  | 0
3 | CARBON DIOXIDE SYSTEM |  |  |  | 0 |  | 0
3.01 | Supply, Installation, Testing and commissioning of 2 x 2 size manifold (Primary & Secondary supply) complete with middle frame with chain for individual cylinder (VF size) along with Non Return Valves for every cylinder. | set | 1 |  | 0 |  | 0
3.02 | Supply, Installation, Testing and commissioning of Single cylinder manifold Emergency Carbon dioxide arrangement using a high flow double gauge Regulator. | Set | 1 |  | 0 |  | 0
3.03 | Supply, Installation, Testing and commissioning of Fully Automatic control panel for Carbon dioxide Having a min. flow out put of over 500 lpm at 4.2 bar pressure. | Set | 1 |  | 0 |  | 0
3.04 | Supply, Installation, Testing and commissioning of Surface mounted front loading outlets (first and second fix assembly) | Nos | 3 |  | 0 |  | 0
3.05 | H.P. tubing having anti static core Blue color 5mtrs with Keat conversion for Carbon dioxide as per ISO Standards | Lot | 1 |  | 0 |  | 0
4 | COMBINED MEDICAL AND SURGICAL AIR SYSTEM
4.01 | Supply, Installation, Testing and commissioning of Quadruplex compressed air system complete with 04 nos. of 57 CFM capacity Non-lubricated, Reciprocating, Air cooled type Base Frame mounted Air compressors with 15 HP motors, each compressor having 50% of the plant design flow at 8.5 bar delivery pressure. Total Estimated working capacity of the plant is 3000 lpm and it is suitable for both continuous and frequent start / stop operation at a nominal required outlet pressure. | Set | 1 |  | 0 |  | 0
4.02 | Supply, Installation, Testing and commissioning of One number of Air receivers, Vertically mounted welded carbon steel, having capacity of 2000 litres and receiver should have all necessary controls, piping and safety fittings with an automatic drain with manual by-pass. It should be pressure test certified by a competent authority. | set | 1 |  | 0 |  | 0
4.03 | Supply, Installation, Testing and commissioning of Duplex air filters, pre- filter, oil filter, dust filter, activated carbon filter and bacterial filter. Each filter should be fitted with differential pressure gauges to monitor filter performance with all necessary controls, piping and safety fittings. | Set | 1 |  | 0 |  | 0
4.04 | Supply, Installation, Testing and commissioning of Duplex Air dryer system , capacity of each should be 100% of plant design flow( 23 CFM*2 +/ - 5%), include a dew -point hygrometer, Co measurement and display with a minimum accuracy of ±3°C, Duplex desiccant dryers should be used and in a range from –20°C to –60°C with a set point of –46°C. It should have Integrated automatic purge control system | Set | 2 |  | 0 |  | 0
4.1 | Supply, Installation, Testing and commissioning of Surface mounted front loading double locked outlets (first and second fix assembly) |  |  |  | 0 |  | 0
4.11 | a) Medical Air-4 bar | Nos | 65 |  | 0 |  | 0
4.12 | b) Surgical Air-7 bar | Nos | 5 |  | 0 |  | 0
4.2 | Supply and installation of Duplex pressure regulating system, should have Pressure regulator, Isolation valve, Pressure indicator for Medical Air regulation with an by pass arrangement. Which includes 4 Nos of isolation valve, 2 nos of regulators, 2 nos of pressure indicator and Pressure relief valve. | Set | 2 |  | 0 |  | 0
4.3 | HP colour coded black Tubing as per ISO Standards | lot | 1 |  | 0 |  | 0
5 | VACUUM SYSTEM |  |  |  | 0 |  | 0
5.01 | Supply, Installation, Testing and commissioning of Triplex Vacuum pumps, should be air cooled, Oil sealed Rotary vane type. Total estimated capacity of the plant is 2730 LPM primary and 2730 LPM secondary supply. The pump inlet should be filtered and the exhaust should incorporate non-return valves to protect both the vacuum system.This system shall be capable of removing of oil and smoke particles from the exhaust. | set | 1 |  | 0 |  | 0
5.02 | Supply, Installation, Testing and commissioning of One number of vacuum receiver, Vertically mounted Mild steel, each receiver capable of supply 3000 liters at 450 mm hg pressure and receiver should have all necessary controls and safety fittings with an automatic drain with manual by-pass. | set | 1 |  | 0 |  | 0
5.03 | Supply, Installation, Testing and commissioning of Medical Duplex bacterial filters should be fitted, each containing a replaceable filter element and incorporating a moisture drainage trap bowl. The pressure drop through a clean filter passing total design flow rate should not exceed 25mmHg at a vacuum of 475mmHg.The bacteria filters manually - operated isolating valves, arranged to allow either sub-assembly to be on stream. | Set | 1 |  | 0 |  | 0
5.04 | Supply, Installation, Testing and commissioning of combined Electrical Control Panel for compressed air system and Vacuum System & complete with plant Room wiring. The panel should have energy and running hours meter. | Set | 1 |  | 0 |  | 0
5.05 | Supply, Installation, Testing and commissioning of Surface mounted front loading double locked Vacuum out lets, (first and second fix assembly) | Nos | 197 |  | 0 |  | 0
5.06 | High Pressure color coded yellow Tube as per ISO Standards | Lot | 1 |  | 0 |  | 0
6 | ANESTHETIC GAS SCAVENGING SYSTEM (AGSS) |  |  |  | 0 |  | 0
6.01 | Anesthetic Gas Scavenging System (AGSS) of minimum 520 LPM as Primary & 520 LPM as Standby,It should be US FDA / European CE Certified with 4 digital notified body number or American ETL/ American UL listed (In-case of NFPA 99c the control panel of Plant must be UL/ETL Listed and Undertaking from manufacturer must be submitted for using the same control panel in the system offered)and should comply with HTM 02- 01/ NFPA 99 C/EN/ISO 7396-1. . | set | 1 |  | 0 |  | 0
6.02 | Supply, Installation, Testing and commissioning of AGSS terminal unit (first and second fix assembly) | Nos | 12 |  | 0 |  | 0
6.03 | Supply, Installation, Testing and commissioning of control panel should be provided, AGSS pump to house the isolating switch, starter, MCB, ammeter, hours run meter, hand/auto switch, alarm and BMS contacts. The control panel should have all design flow with one pump not running. The control panel should have all necessary controls and safety fittings. Controls signals as per HTM. | Set | 1 |  | 0 |  | 0
7 | PIPELINE DISTRIBUTION SYSTEM |  |  |  | 0 |  | 0
7.1 | Supply, Installation, Testing and commissioning of Copper Pipe 'Lloyd Certified' as per HTM/ EN for medical gas services. Pipes shall be priced for all necessary supports, standard fittings. |  |  |  | 0 |  | 0
| 12 mm OD x 1 mm thick | mtrs. | 925 |  | 0 |  | 0
| 15 mm OD x 1mm thick | mtrs. | 2960 |  | 0 |  | 0
| 22 mm OD x 1 mm thick | mtrs. | 770 |  | 0 |  | 0
| 28 mm OD x 1 mm thick | mtrs. | 1615 |  | 0 |  | 0
| 42 mm OD x 1.2 mm thick | mtrs. | 575 |  | 0 |  | 0
| 54 mm OD x 1.2 mm thick | mtrs. | 60 |  | 0 |  | 0
| 76 mm OD x 1.5 mm thick | mtrs. | 155 |  | 0 |  | 0
| 50 mm | mtrs. | 17 |  | 0 |  | 0
| 75 mm | mtrs. | 150 |  | 0 |  | 0
| 110 mm | mtrs. | 17 |  | 0 |  | 0
| 140 mm | mtrs. | 17 |  | 0 |  | 0
7.1 | Supply, Installation, Testing and commissioning of Isolation Valve assembly as per HTM/ EN for medical gas services, provision for padlock assembly. All valve should be gas specific. |  |  |  | 0 |  | 0
| 15 mm | Nos | 10 |  | 0 |  | 0
| 22 mm | Nos | 19 |  | 0 |  | 0
| 28 mm | Nos | 13 |  | 0 |  | 0
| 42 mm | Nos | 15 |  | 0 |  | 0
| 76 mm | Nos | 4 |  | 0 |  | 0
7.2 | Supply and installation of AVSU box (valve boxes) with all its accessories with valve and pressure / vacuum gauges, NIST connectors with lockable arrangement and breakable glass cover. |  |  |  | 0 |  | 0
| 2 valve configuration with | Nos | 5 |  | 0 |  | 0
| 15 O2, 28 VAC |  |  |  | 0 |  | 0
| 3 valve configuration | Nos | 8 |  | 0 |  | 0
| 15 O2, 15 MA4, 28 VAC |  |  |  | 0 |  | 0
| 4 valve configuration | Nos | 6 |  | 0 |  | 0
| 15 O2, 15 N2O, 15 MA4, 28 VAC |  |  |  | 0 |  | 0
| 6 valve configuration | Nos | 2 |  | 0 |  | 0
| 15 O2, 15 N2O, 15 MA4, 15 SA7, 22 VAC, 15 CO2 |  |  |  | 0 |  | 0
8 | ALARM SYSTEM |  |  |  | 0 |  | 0
| Providing and fixing alarm system for Medical gas system complete consisting of pressure sensors, panel and the control cabling, all wiring shall be within 1mm sq multi core data cable, PVC pipe for data cable. Panel shall be self contained low voltage (less than 24 V) |  |  |  | 0 |  | 0
| 2 Gas | Nos | 5 |  | 0 |  | 0
[5 empty] | 0 |  | 0
| 3 Gas | Nos | 8 |  | 0 |  | 0
[5 empty] | 0 |  | 0
| 4 Gas | Nos | 6 |  | 0 |  | 0
| 6 valve configuration (At Manifold room) | Nos |  |  | 0 |  | 0
[5 empty] | 0 |  | 0
9 | Supply , Installation and commissioning of master alarms should be capable to monitor Followings gases in Manifold and plant Room  Liquid oxygen line pressure  Manifold Bank pressure  Emergency O2 Bank pressure  N2O  N2O Emergency  Air 4 Bar  Air 7 bar  Vacuum  Co2  AGSS The system should EU CE under class II A category having 4 digit no from notified body / American UL Listed /American EL listed . The Master Alarm should display numeric values of all positive and negative gas pressures along LED Indicator .it should capable to display the pressure of each gas along with fault Set 13 and pressure High/ Low alarm with indication . It should capable to Intergrade with the Hospital BMS system | Set | 1 |  | 0 |  | 0
10.1 | Single arm pendant | Nos | 4 |  | 0 |  | 0
| Medical gas outlets (2 Oxy,2 N2O, 2 MA, 2 Vac & 1 AGSS) |  |  |  | 0 |  | 0
| 12 nos. of electrical sockets |  |  |  | 0 |  | 0
| 2 data points |  |  |  | 0 |  | 0
10.2 | Supply, Installation, Testing and commissioning of Bed head panel. It shall have provision for the following services | Nos | 100 |  | 0 |  | 0
| Medical gas outlets (1 Oxy & 1 Vac) |  |  |  | 0 |  | 0
| 5 Nos. of 6/16 Amp UPS power socket |  |  |  | 0 |  | 0
| 2 Nos. of 6/16 Amp RAW power socket |  |  |  | 0 |  | 0
| 1 no. of nurse call module |  |  |  | 0 |  | 0
10.3 | Supply, Installation, Testing and commissioning of Bed head panel. It shall have provision for the following services | Nos | 14 |  | 0 |  | 0
| Medical gas outlets (1 Oxy, 1 MA4 & 1 Vac) |  |  |  | 0 |  | 0
| 5 Nos. of 6/16 Amp UPS power socket |  |  |  | 0 |  | 0
| 2 Nos. of 6/16 Amp RAW power socket |  |  |  | 0 |  | 0
| 1 no. of nurse call module |  |  |  | 0 |  | 0
[5 empty] | 0 |  | 0
10.4 | Supply, Installation, Testing and commissioning of Bed head panel. It shall have provision for the following services | Nos | 4 |  | 0 |  | 0
| Medical gas outlets (2 Oxy, 1 MA4 & 1 Vac) |  |  |  | 0 |  | 0
| 5 Nos. of 6/16 Amp UPS power socket |  |  |  | 0 |  | 0
| 2 Nos. of 6/16 Amp RAW power socket |  |  |  | 0 |  | 0
| 1 no. of nurse call module |  |  |  | 0 |  | 0
[5 empty] | 0 |  | 0
10.5 | Supply, Installation, Testing and commissioning of Bed head panel. It shall have provision for the following services | Nos | 21 |  | 0 |  | 0
| Medical gas outlets (2 Oxy, 2 MA4 & 2 Vac) |  |  |  | 0 |  | 0
| 5 Nos. of 6/16 Amp UPS power socket |  |  |  | 0 |  | 0
| 2 Nos. of 6/16 Amp RAW power socket |  |  |  | 0 |  | 0
| 1 no. of nurse call module |  |  |  | 0 |  | 0
| 2 nos. of data points |  |  |  | 0 |  | 0
11 | OXYGEN FLOW METER & HUMIDIFIER BOTTLE |  |  |  | 0 |  | 0
| Back Pressure Compensated Flow meter shall be of accurate gas flow measurement and control within a range of 0-15 liters per minute for use in a variety of respiratory therapy gas delivery system. The flow tube and shroud components shall be made of good quality plastic. They shall be supplied with plastic transparent reusable humidifier | Set | 201 |  | 0 |  | 0
12 | WARD VACUUM UNITS |  |  |  | 0 |  | 0
12.1 | The vacuum unit shall include vacuum regulator along with 0-760 mm of Hg vacuum gauge of 2 ½” size dial,600 ml capacity reusable plastic collection bottle with overflow safety trap with plastic slide wall mounted type. | Set | 131 |  | 0 |  | 0
13 | THEATRE VACUUM UNIT |  |  |  | 0 |  | 0
| It shall be trolley mounted. The unit shall include one regular having gauge and mounted on the trolley stand, having two reusable each 2000 ml plastic collection bottles mounted on the base of trolley unit and connected with regulator & low pressure tube inter-connections. | Set | 16 |  | 0 |  | 0
13.01 | Pressure Tested D Type Jumbo cylinders( O2) with Test reports | Nos | 40 |  | 0 |  | 0
13.02 | Pressure Tested B Type cylinder( O2) with test reports | Nos | 35 |  | 0 |  | 0
13.03 | Pressure Tested A Type (O2)Cylinder with Test Reports | Nos | 10 |  | 0 |  | 0
13.04 | Pressures Tested AA Type Cylinders with test reports | Nos | 10 |  | 0 |  | 0
13.05 | Pressure Tested B Type cylinder( N2O) with test reports | Nos | 12 |  | 0 |  | 0
13.06 | Pressure Tested D Type Jumbo cylinders( CO2) with Test reports | Nos | 16 |  | 0 |  | 0
13.07 | Pressure Tested B Type cylinder( CO2) with test reports | Nos | 12 |  | 0 |  | 0
13.08 | D type Cylinder O2/CO2/N2O | Nos | 2 |  | 0 |  | 0
13.09 | B type jumbo cylinder trolly | Nos | 20 |  | 0 |  | 0
13.1 | D Type Jumbo cylinder Trolley | Nos | 20 |  | 0 |  | 0
13.11 | Double stage Pressure Regulator | Nos | 20 |  | 0 |  | 0
14 | InterConnection from LMO to CMO(Including copper pipe , Isolation valve , fittings and support) | mts | 1 |  | 0 |  | 0
0

## Tezpur(L3)
BOQ
Sr. No | Description of Work |  | Tezpur(L3) | Unit Rate in INR | Total Quantity price in INR | Applicable Taxes (in %). Pls don't use % sign while punching. | Total price inclusive of all taxes
Unit
1 | OXYGEN SYSTEM
1.01 | Supply, Installation, Testing and commissioning of 2 x 12 size manifold (Primary supply)complete with middle frame with chain for individual cylinder (D Type) along with Non Return Valves for every cylinder. | set | 1 |  | 0 |  | 0
1.02 | Supply, Installation, Testing and commissioning of 2 x 5 size manifold (Secondary supply)complete with middle frame with chain for individual cylinder (D type)along with non return valves for every cylinder. | set | 1 |  | 0 |  | 0
1.03 | Supply, Installation, Testing and commissioning of Fully Automatic control panel with digital display for Oxygen Having a constant flow out put of over 1500 Lpm at 4.2 bar pressure. | Set | 2 |  | 0 |  | 0
1.04 | Supply, Installation, Testing and commissioning of 3 Cylinder Emergency oxygen manifold arrangement (Emergency supply) using a high flow double gauge Regulator. | set | 1 |  | 0 |  | 0
1.05 | Supply, Installation, Testing and commissioning of Emergency control panel with 2 Nos of High flow regulators ( 1500 LPM) and isolation valve for Oxygen Having a constant flow out put of over 1500 lpm at 4.2 bar pressure for emergency bank . | set | 1 |  | 0 |  | 0
1.06 | Supply, Installation, Testing and commissioning of Surface mounted front loading Oxygen outlets (first and second fix assembly) | Nos. | 63 |  | 0 |  | 0
1.07 | H.P. tubing having anti static core white color 5mtrs with heat conversion for Oxygen as per ISO Standards | Lot | 1 |  | 0 |  | 0
2 | NITROUS OXIDE SYSTEM |  |  |  | 0 |  | 0
2.01 | Supply, Installation, Testing and commissioning of 2 x 2size manifold (Primary & Secondary supply) complete with middle frame with chain for individual cylinder (D Type) along with Non Return Valves for every cylinder. | set | 1 |  | 0 |  | 0
2.02 | Supply, Installation, Testing and commissioning of Single cylinder Emergency Nitrous oxide arrangement using a high flow double gauge Regulator. | Set | 1 |  | 0 |  | 0
2.03 | Supply, Installation, Testing and commissioning of Fully Automatic control panel for Nitrous Oxide Having a min. flow out put of over 500 lpm at 4.2 bar pressure. | Set | 1 |  | 0 |  | 0
2.04 | Supply, Installation, Testing and commissioning of Surface mounted front loading outlets (first and second fix assembly) | Nos | 6 |  | 0 |  | 0
2.05 | H.P. tubing having anti static core Blue color 5mtrs with Keat conversion for Nitrous Oxide as per ISO Standards | Lot | 1 |  | 0 |  | 0
3 | CARBON DIOXIDE SYSTEM |  |  |  | 0 |  | 0
3.01 | H.P. tubing having anti static core Blue color 5mtrs with Keat conversion for Carbon dioxide as per ISO Standards | Lot |  |  | 0 |  | 0
4 | COMBINED MEDICAL AND SURGICAL AIR SYSTEM |  |  |  | 0 |  | 0
4.01 | Supply, Installation, Testing and commissioning of Duplex compressed air system complete with 02 nos. of 23 CFM capacity Non-lubricated, Reciprocating, Air cooled type Base Frame mounted Air compressors with 5HP motors, each compressor having 100% of the plant design flow at 8.5 bar or more delivery pressure. Total Estimated working capacity of the plant is 500 lpm and it is suitable for both continuous and frequent start / stop operation at a nominal required outlet pressure. | set | 1 |  | 0 |  | 0
4.02 | Supply, Installation, Testing and commissioning of One number of Air receiver, Vertically mounted welded carbon steel, each having capacity of 500 litres and receiver should have all necessary controls, piping and safety fittings with an automatic drain with manual by-pass. It should be pressure test certified by a competent authority. | set | 1 |  | 0 |  | 0
4.03 | Supply, Installation, Testing and commissioning of Duplex air filters, pre- filter, oil filter, dust filter, activated carbon filter and bacterial filter. Each filter should be fitted with differential pressure gauges to monitor filter performance with all necessary controls, piping and safety fittings. | Set | 1 |  | 0 |  | 0
4.04 | Supply, Installation, Testing and commissioning of Duplex Air dryer system , capacity of each should be 100% of plant design flow( 23 CFM*2 +/ - 5%), include a dew -point hygrometer, Co measurement and display with a minimum accuracy of ±3°C, Duplex desiccant dryers should be used and in a range from –20°C to –60°C with a set point of –46°C. It should have Integrated automatic purge control system | Set | 1 |  | 0 |  | 0
4.05 | Supply, Installation, Testing and commissioning of Surface mounted front loading double locked outlets (first and second fix assembly) |  |  |  | 0 |  | 0
| a) Medical Air-4 bar | Nos | 11 |  | 0 |  | 0
4.06 | Supply and installation of Duplex pressure regulating system, should have Pressure regulator, Isolation valve, Pressure indicator for Medical Air regulation with an by pass arrangement. Which includes 4 Nos of isolation valve, 2 nos of regulators, 2 nos of pressure indicator and Pressure relief valve. | Set | 2 |  | 0 |  | 0
4.07 | HP colour coded black Tubing as per ISO Standards | lot | 1 |  | 0 |  | 0
5 | VACUUM SYSTEM |  |  |  | 0 |  | 0
5.01 | Supply, Installation, Testing and commissioning of Duplex Vacuum pumps, should be air cooled, Oil sealed Rotary vane type. Total estimated capacity of the plant is 700 LPM primary and 700 LPM secondary supply. The pump inlet should be filtered and the exhaust should incorporate non-return valves to protect both the vacuum system.This system shall be capable of removing of oil and smoke particles from the exhaust | set | 1 |  | 0 |  | 0
5.02 | Supply, Installation, Testing and commissioning of One number of vacuum receiver, Vertically mounted Mild steel, each receiver capable of supply 1000 liters at 450 mm hg pressure and receiver should have all necessary controls and safety fittings with an automatic drain with manual by-pass. | set | 1 |  | 0 |  | 0
5.03 | Supply, Installation, Testing and commissioning of Medical Duplex bacterial filters should be fitted, each containing a replaceable filter element and incorporating a moisture drainage trap bowl. The pressure drop through a clean filter passing total design flow rate should not exceed 25mmHg at a vacuum of 475mmHg.The bacteria filters manually - operated isolating valves, arranged to allow either sub-assembly to be on stream. | Set | 1 |  | 0 |  | 0
5.04 | Supply, Installation, Testing and commissioning of combined Electrical Control Panel for compressed air system and Vacuum System & complete with plant Room wiring. The panel should have energy and running hours meter. | Set | 1 |  | 0 |  | 0
5.05 | Supply, Installation, Testing and commissioning of Surface mounted front loading double locked Vacuum out lets, (first and second fix assembly) | Nos | 63 |  | 0 |  | 0
6 | High Pressure color coded yellow Tube as per ISO Standards | Lot | 1 |  | 0 |  | 0
6.01 | ANESTHETIC GAS SCAVENGING SYSTEM (AGSS) |  |  |  | 0 |  | 0
6.02 | Anesthetic Gas Scavenging System (AGSS) of minimum 520 LPM as Primary & 520 LPM as Standby,It should be US FDA / European CE Certified with 4 digital notified body number or American ETL/ American UL listed (In-case of NFPA 99c the control panel of Plant must be UL/ETL Listed and Undertaking from manufacturer must be submitted for using the same control panel in the system offered)and should comply with HTM 02- 01/ NFPA 99 C/EN/ISO 7396-1. . | set | 1 |  | 0 |  | 0
6.03 | Supply, Installation, Testing and commissioning of AGSS terminal unit (first and second fix assembly) | Nos | 4 |  | 0 |  | 0
7 | Supply, Installation, Testing and commissioning of control panel should be provided, AGSS pump to house the isolating switch, starter, MCB, ammeter, hours run meter, hand/auto switch, alarm and BMS contacts. The control panel should have all design flow with one pump not running. The control panel should have all necessary controls and safety fittings. Controls signals as per HTM. | Set | 1 |  | 0 |  | 0
7.1 | PIPELINE DISTRIBUTION SYSTEM |  |  |  | 0 |  | 0
| Supply, Installation, Testing and commissioning of Copper Pipe 'Lloyd Certified' as per HTM/ EN for medical gas services. Pipes shall be priced for all necessary supports, standard fittings. |  |  |  | 0 |  | 0
| 12 mm OD x 1 mm thick | mtrs. | 270 |  | 0 |  | 0
| 15 mm OD x 1mm thick | mtrs. | 1240 |  | 0 |  | 0
| 22 mm OD x 1 mm thick | mtrs. | 265 |  | 0 |  | 0
| 28 mm OD x 1 mm thick | mtrs. | 555 |  | 0 |  | 0
| 35mm OD X 1.2 mm thick | mts |  |  | 0 |  | 0
| 42 mm OD x 1.2 mm thick | mtrs. | 80 |  | 0 |  | 0
| 54 mm OD x 1.2 mm thick | mtrs. | 30 |  | 0 |  | 0
| 76 mm OD x 1.5 mm thick | mtrs. | 175 |  | 0 |  | 0
7.2 | Supply, Installation, Testing and commissioning of Isolation Valve assembly as per HTM/ EN for medical gas services, provision for padlock assembly. All valve should be gas specific. |  |  |  | 0 |  | 0
| 15 mm | Nos | 13 |  | 0 |  | 0
| 22 mm | Nos | 9 |  | 0 |  | 0
| 28 mm | Nos | 8 |  | 0 |  | 0
| 42 mm | Nos | 1 |  | 0 |  | 0
| 54 mm | Nos | 2 |  | 0 |  | 0
| 76 mm | Nos | 8 |  | 0 |  | 0
8 | Supply and installation of AVSU box (valve boxes) with all its accessories with valve and pressure / vacuum gauges, NIST connectors with lockable arrangement and breakable glass cover. |  |  |  | 0 |  | 0
9 | ALARM SYSTEM |  |  |  | 0 |  | 0
| Providing and fixing alarm system for Medical gas system complete consisting of pressure sensors, panel and the control cabling, all wiring shall be within 1mm sq multi core data cable, PVC pipe for data cable. Panel shall be self contained low voltage (less than 24 V) |  |  |  | 0 |  | 0
| 2 Gas | Nos | 3 |  | 0 |  | 0
| 3 Gas | Nos | 4 |  | 0 |  | 0
| 4 Gas | Nos | 2 |  | 0 |  | 0
[5 empty] | 0 |  | 0
10.1 | Supply , Installation and commissioning of master alarms should be capable to monitor Followings gases in Manifold and plant Room  Liquid oxygen line pressure  Manifold Bank pressure  Emergency O2 Bank pressure  N2O  N2O Emergency  Air 4 Bar  Air 7 bar  Vacuum  Co2  AGSS The system should EU CE under class II A category having 4 digit no from notified body / American UL Listed /American EL listed . The Master Alarm should display numeric values of all positive and negative gas pressures along LED Indicator .it should capable to display the pressure of each gas along with fault Set 13 and pressure High/ Low alarm with indication . It should capable to Intergrade with the Hospital BMS system | Set | 1 |  | 0 |  | 0
| Single arm pendant | Nos | 1 |  | 0 |  | 0
10.2 | Supply, Installation, Testing and commissioning of Bed head panel. It shall have provision for the following services | Nos | 42 |  | 0 |  | 0
| Medical gas outlets (1 Oxy & 1 Vac) |  |  |  | 0 |  | 0
| 5 Nos. of 6/16 Amp UPS power socket |  |  |  | 0 |  | 0
| 2 Nos. of 6/16 Amp RAW power socket |  |  |  | 0 |  | 0
| 1 no. of nurse call module |  |  |  | 0 |  | 0
10.3 | Supply, Installation, Testing and commissioning of Bed head panel. It shall have provision for the following services | Nos | 5 |  | 0 |  | 0
| Medical gas outlets (1 Oxy, 1 MA4 & 1 Vac) |  |  |  | 0 |  | 0
| 5 Nos. of 6/16 Amp UPS power socket |  |  |  | 0 |  | 0
| 2 Nos. of 6/16 Amp RAW power socket |  |  |  | 0 |  | 0
| 1 no. of nurse call module |  |  |  | 0 |  | 0
[5 empty] | 0 |  | 0
11 | OXYGEN FLOW METER & HUMIDIFIER BOTTLE |  |  |  | 0 |  | 0
11.1 | Back Pressure Compensated Flow meter shall be of accurate gas flow measurement and control within a range of 0-15 liters per minute for use in a variety of respiratory therapy gas delivery system. The flow tube and shroud components shall be made of good quality plastic. They shall be supplied with plastic transparent reusable humidifier | Set | 63 |  | 0 |  | 0
12 | WARD VACUUM UNITS |  |  |  | 0 |  | 0
| The vacuum unit shall include vacuum regulator along with 0-760 mm of Hg vacuum gauge of 2 ½” size dial,600 ml capacity reusable plastic collection bottle with overflow safety trap with plastic slide wall mounted type. | Set | 61 |  | 0 |  | 0
13 | THEATRE VACUUM UNIT |  |  |  | 0 |  | 0
13.01 | It shall be trolley mounted. The unit shall include one regular having gauge and mounted on the trolley stand, having two reusable each 2000 ml plastic collection bottles mounted on the base of trolley unit and connected with regulator & low pressure tube inter-connections. | Set | 2 |  | 0 |  | 0
13.02 | Pressure Tested D Type Jumbo cylinders( O2) with Test reports | Nos | 30 |  | 0 |  | 0
13.03 | Pressure Tested B Type cylinder( O2) with test reports | Nos | 20 |  | 0 |  | 0
13.04 | Pressure Tested A Type (O2)Cylinder with Test Reports | Nos | 10 |  | 0 |  | 0
13.05 | Pressures Tested AA Type Cylinders with test reports | Nos | 10 |  | 0 |  | 0
13.06 | Pressure Tested B Type cylinder( N2O) with test reports | Nos | 3 |  | 0 |  | 0
13.07 | D type Cylinder O2/CO2/N2O | Nos | 2 |  | 0 |  | 0
13.08 | B type jumbo cylinder trolly | Nos. | 10 |  | 0 |  | 0
13.09 | D Type Jumbo cylinder Trolley | Nos | 10 |  | 0 |  | 0
13.1 | Double stage Pressure Regulator | Nos | 10 |  | 0 |  | 0
0

## Lakhimpur(L3)
BOQ
Sr. No | Description of Work |  | Lakhimpur (L3) | Unit Rate in INR | Total Quantity price in INR | Applicable Taxes (in %). Pls don't use % sign while punching. | Total price inclusive of all taxes
Unit
1 | OXYGEN SYSTEM
1.01 | Supply, Installation, Testing and commissioning of 2 x 12 size manifold (Primary supply)complete with middle frame with chain for individual cylinder (D Type) along with Non Return Valves for every cylinder. | set | 1 |  | 0 |  | 0
1.02 | Supply, Installation, Testing and commissioning of 2 x 5 size manifold (Secondary supply)complete with middle frame with chain for individual cylinder (D type)along with non return valves for every cylinder. | set | 1 |  | 0 |  | 0
1.03 | Supply, Installation, Testing and commissioning of Fully Automatic control panel with digital display for Oxygen Having a constant flow out put of over 1500 Lpm at 4.2 bar pressure. | Set | 2 |  | 0 |  | 0
1.04 | Supply, Installation, Testing and commissioning of 3 Cylinder Emergency oxygen manifold arrangement (Emergency supply) using a high flow double gauge Regulator. | set | 1 |  | 0 |  | 0
1.05 | Supply, Installation, Testing and commissioning of Emergency control panel with 2 Nos of High flow regulators ( 1500 LPM) and isolation valve for Oxygen Having a constant flow out put of over 1500 lpm at 4.2 bar pressure for emergency bank . | set | 1 |  | 0 |  | 0
1.06 | Supply, Installation, Testing and commissioning of Surface mounted front loading Oxygen outlets (first and second fix assembly) | Nos. | 63 |  | 0 |  | 0
1.07 | H.P. tubing having anti static core white color 5mtrs with heat conversion for Oxygen as per ISO Standards | Lot | 1 |  | 0 |  | 0
2 | NITROUS OXIDE SYSTEM |  |  |  | 0 |  | 0
2.01 | Supply, Installation, Testing and commissioning of 2 x 2size manifold (Primary & Secondary supply) complete with middle frame with chain for individual cylinder (D Type) along with Non Return Valves for every cylinder. | set | 1 |  | 0 |  | 0
2.02 | Supply, Installation, Testing and commissioning of Single cylinder Emergency Nitrous oxide arrangement using a high flow double gauge Regulator. | Set | 1 |  | 0 |  | 0
2.03 | Supply, Installation, Testing and commissioning of Fully Automatic control panel for Nitrous Oxide Having a min. flow out put of over 500 lpm at 4.2 bar pressure. | Set | 1 |  | 0 |  | 0
2.04 | Supply, Installation, Testing and commissioning of Surface mounted front loading outlets (first and second fix assembly) | Nos | 6 |  | 0 |  | 0
2.05 | H.P. tubing having anti static core Blue color 5mtrs with Keat conversion for Nitrous Oxide as per ISO Standards | Lot | 1 |  | 0 |  | 0
3 | CARBON DIOXIDE SYSTEM |  |  |  | 0 |  | 0
3.01 | H.P. tubing having anti static core Blue color 5mtrs with Keat conversion for Carbon dioxide as per ISO Standards | Lot |  |  | 0 |  | 0
4 | COMBINED MEDICAL AND SURGICAL AIR SYSTEM |  |  |  | 0 |  | 0
4.01 | Supply, Installation, Testing and commissioning of Duplex compressed air system complete with 02 nos. of 23 CFM capacity Non-lubricated, Reciprocating, Air cooled type Base Frame mounted Air compressors with 5HP motors, each compressor having 100% of the plant design flow at 8.5 bar or more delivery pressure. Total Estimated working capacity of the plant is 500 lpm and it is suitable for both continuous and frequent start / stop operation at a nominal required outlet pressure. | set | 1 |  | 0 |  | 0
4.02 | Supply, Installation, Testing and commissioning of One number of Air receiver, Vertically mounted welded carbon steel, each having capacity of 500 litres and receiver should have all necessary controls, piping and safety fittings with an automatic drain with manual by-pass. It should be pressure test certified by a competent authority. | set | 1 |  | 0 |  | 0
4.03 | Supply, Installation, Testing and commissioning of Duplex air filters, pre- filter, oil filter, dust filter, activated carbon filter and bacterial filter. Each filter should be fitted with differential pressure gauges to monitor filter performance with all necessary controls, piping and safety fittings. | Set | 1 |  | 0 |  | 0
4.04 | Supply, Installation, Testing and commissioning of Duplex Air dryer system , capacity of each should be 100% of plant design flow( 23 CFM*2 +/ - 5%), include a dew -point hygrometer, Co measurement and display with a minimum accuracy of ±3°C, Duplex desiccant dryers should be used and in a range from –20°C to –60°C with a set point of –46°C. It should have Integrated automatic purge control system | Set | 1 |  | 0 |  | 0
4.05 | Supply, Installation, Testing and commissioning of Surface mounted front loading double locked outlets (first and second fix assembly) |  |  |  | 0 |  | 0
| a) Medical Air-4 bar | Nos | 11 |  | 0 |  | 0
4.06 | Supply and installation of Duplex pressure regulating system, should have Pressure regulator, Isolation valve, Pressure indicator for Medical Air regulation with an by pass arrangement. Which includes 4 Nos of isolation valve, 2 nos of regulators, 2 nos of pressure indicator and Pressure relief valve. | Set | 2 |  | 0 |  | 0
4.07 | HP colour coded black Tubing as per ISO Standards | lot | 1 |  | 0 |  | 0
5 | VACUUM SYSTEM |  |  |  | 0 |  | 0
5.01 | Supply, Installation, Testing and commissioning of Duplex Vacuum pumps, should be air cooled, Oil sealed Rotary vane type. Total estimated capacity of the plant is 700 LPM primary and 700 LPM secondary supply. The pump inlet should be filtered and the exhaust should incorporate non-return valves to protect both the vacuum system.This system shall be capable of removing of oil and smoke particles from the exhaust | set | 1 |  | 0 |  | 0
5.02 | Supply, Installation, Testing and commissioning of One number of vacuum receiver, Vertically mounted Mild steel, each receiver capable of supply 1000 liters at 450 mm hg pressure and receiver should have all necessary controls and safety fittings with an automatic drain with manual by-pass. | set | 1 |  | 0 |  | 0
5.03 | Supply, Installation, Testing and commissioning of Medical Duplex bacterial filters should be fitted, each containing a replaceable filter element and incorporating a moisture drainage trap bowl. The pressure drop through a clean filter passing total design flow rate should not exceed 25mmHg at a vacuum of 475mmHg.The bacteria filters manually - operated isolating valves, arranged to allow either sub-assembly to be on stream. | Set | 1 |  | 0 |  | 0
5.04 | Supply, Installation, Testing and commissioning of combined Electrical Control Panel for compressed air system and Vacuum System & complete with plant Room wiring. The panel should have energy and running hours meter. | Set | 1 |  | 0 |  | 0
5.05 | Supply, Installation, Testing and commissioning of Surface mounted front loading double locked Vacuum out lets, (first and second fix assembly) | Nos | 63 |  | 0 |  | 0
6 | High Pressure color coded yellow Tube as per ISO Standards | Lot | 1 |  | 0 |  | 0
6.01 | ANESTHETIC GAS SCAVENGING SYSTEM (AGSS) |  |  |  | 0 |  | 0
6.02 | Anesthetic Gas Scavenging System (AGSS) of minimum 520 LPM as Primary & 520 LPM as Standby,It should be US FDA / European CE Certified with 4 digital notified body number or American ETL/ American UL listed (In-case of NFPA 99c the control panel of Plant must be UL/ETL Listed and Undertaking from manufacturer must be submitted for using the same control panel in the system offered)and should comply with HTM 02- 01/ NFPA 99 C/EN/ISO 7396-1. . | set | 1 |  | 0 |  | 0
6.03 | Supply, Installation, Testing and commissioning of AGSS terminal unit (first and second fix assembly) | Nos | 4 |  | 0 |  | 0
7 | Supply, Installation, Testing and commissioning of control panel should be provided, AGSS pump to house the isolating switch, starter, MCB, ammeter, hours run meter, hand/auto switch, alarm and BMS contacts. The control panel should have all design flow with one pump not running. The control panel should have all necessary controls and safety fittings. Controls signals as per HTM. | Set | 1 |  | 0 |  | 0
7.1 | PIPELINE DISTRIBUTION SYSTEM |  |  |  | 0 |  | 0
| Supply, Installation, Testing and commissioning of Copper Pipe 'Lloyd Certified' as per HTM/ EN for medical gas services. Pipes shall be priced for all necessary supports, standard fittings. |  |  |  | 0 |  | 0
| 12 mm OD x 1 mm thick | mtrs. | 270 |  | 0 |  | 0
| 15 mm OD x 1mm thick | mtrs. | 1240 |  | 0 |  | 0
| 22 mm OD x 1 mm thick | mtrs. | 265 |  | 0 |  | 0
| 28 mm OD x 1 mm thick | mtrs. | 555 |  | 0 |  | 0
| 35mm OD X 1.2 mm thick | mts |  |  | 0 |  | 0
| 42 mm OD x 1.2 mm thick | mtrs. | 80 |  | 0 |  | 0
| 54 mm OD x 1.2 mm thick | mtrs. | 30 |  | 0 |  | 0
| 76 mm OD x 1.5 mm thick | mtrs. | 175 |  | 0 |  | 0
7.2 | Supply, Installation, Testing and commissioning of Isolation Valve assembly as per HTM/ EN for medical gas services, provision for padlock assembly. All valve should be gas specific. |  |  |  | 0 |  | 0
| 15 mm | Nos | 13 |  | 0 |  | 0
| 22 mm | Nos | 9 |  | 0 |  | 0
| 28 mm | Nos | 8 |  | 0 |  | 0
| 42 mm | Nos | 1 |  | 0 |  | 0
| 54 mm | Nos | 2 |  | 0 |  | 0
| 76 mm | Nos | 8 |  | 0 |  | 0
8 | Supply and installation of AVSU box (valve boxes) with all its accessories with valve and pressure / vacuum gauges, NIST connectors with lockable arrangement and breakable glass cover. |  |  |  | 0 |  | 0
9 | ALARM SYSTEM |  |  |  | 0 |  | 0
| Providing and fixing alarm system for Medical gas system complete consisting of pressure sensors, panel and the control cabling, all wiring shall be within 1mm sq multi core data cable, PVC pipe for data cable. Panel shall be self contained low voltage (less than 24 V) |  |  |  | 0 |  | 0
| 2 Gas | Nos | 3 |  | 0 |  | 0
| 3 Gas | Nos | 4 |  | 0 |  | 0
| 4 Gas | Nos | 2 |  | 0 |  | 0
[5 empty] | 0 |  | 0
10.1 | Supply , Installation and commissioning of master alarms should be capable to monitor Followings gases in Manifold and plant Room  Liquid oxygen line pressure  Manifold Bank pressure  Emergency O2 Bank pressure  N2O  N2O Emergency  Air 4 Bar  Air 7 bar  Vacuum  Co2  AGSS The system should EU CE under class II A category having 4 digit no from notified body / American UL Listed /American EL listed . The Master Alarm should display numeric values of all positive and negative gas pressures along LED Indicator .it should capable to display the pressure of each gas along with fault Set 13 and pressure High/ Low alarm with indication . It should capable to Intergrade with the Hospital BMS system | Set | 1 |  | 0 |  | 0
| Single arm pendant | Nos | 1 |  | 0 |  | 0
10.2 | Supply, Installation, Testing and commissioning of Bed head panel. It shall have provision for the following services | Nos | 42 |  | 0 |  | 0
| Medical gas outlets (1 Oxy & 1 Vac) |  |  |  | 0 |  | 0
| 5 Nos. of 6/16 Amp UPS power socket |  |  |  | 0 |  | 0
| 2 Nos. of 6/16 Amp RAW power socket |  |  |  | 0 |  | 0
| 1 no. of nurse call module |  |  |  | 0 |  | 0
10.3 | Supply, Installation, Testing and commissioning of Bed head panel. It shall have provision for the following services | Nos | 5 |  | 0 |  | 0
| Medical gas outlets (1 Oxy, 1 MA4 & 1 Vac) |  |  |  | 0 |  | 0
| 5 Nos. of 6/16 Amp UPS power socket |  |  |  | 0 |  | 0
| 2 Nos. of 6/16 Amp RAW power socket |  |  |  | 0 |  | 0
| 1 no. of nurse call module |  |  |  | 0 |  | 0
[5 empty] | 0 |  | 0
11 | OXYGEN FLOW METER & HUMIDIFIER BOTTLE |  |  |  | 0 |  | 0
11.1 | Back Pressure Compensated Flow meter shall be of accurate gas flow measurement and control within a range of 0-15 liters per minute for use in a variety of respiratory therapy gas delivery system. The flow tube and shroud components shall be made of good quality plastic. They shall be supplied with plastic transparent reusable humidifier | Set | 63 |  | 0 |  | 0
12 | WARD VACUUM UNITS |  |  |  | 0 |  | 0
| The vacuum unit shall include vacuum regulator along with 0-760 mm of Hg vacuum gauge of 2 ½” size dial,600 ml capacity reusable plastic collection bottle with overflow safety trap with plastic slide wall mounted type. | Set | 61 |  | 0 |  | 0
13 | THEATRE VACUUM UNIT |  |  |  | 0 |  | 0
13.01 | It shall be trolley mounted. The unit shall include one regular having gauge and mounted on the trolley stand, having two reusable each 2000 ml plastic collection bottles mounted on the base of trolley unit and connected with regulator & low pressure tube inter-connections. | Set | 2 |  | 0 |  | 0
13.02 | Pressure Tested D Type Jumbo cylinders( O2) with Test reports | Nos | 30 |  | 0 |  | 0
13.03 | Pressure Tested B Type cylinder( O2) with test reports | Nos | 20 |  | 0 |  | 0
13.04 | Pressure Tested A Type (O2)Cylinder with Test Reports | Nos | 10 |  | 0 |  | 0
13.05 | Pressures Tested AA Type Cylinders with test reports | Nos | 10 |  | 0 |  | 0
13.06 | Pressure Tested B Type cylinder( N2O) with test reports | Nos | 3 |  | 0 |  | 0
13.07 | D type Cylinder O2/CO2/N2O | Nos | 2 |  | 0 |  | 0
13.08 | B type jumbo cylinder trolly | Nos. | 10 |  | 0 |  | 0
13.09 | D Type Jumbo cylinder Trolley | Nos | 10 |  | 0 |  | 0
13.1 | Double stage Pressure Regulator | Nos | 10 |  | 0 |  | 0
0

## Darrang(L3)
BOQ
Sr. No | Description of Work |  | Darrang(L3) | Unit Rate in INR | Total Quantity price in INR | Applicable Taxes (in %). Pls don't use % sign while punching. | Total price inclusive of all taxes
Unit
1 | OXYGEN SYSTEM
1.01 | Supply, Installation, Testing and commissioning of 2 x 12 size manifold (Primary supply)complete with middle frame with chain for individual cylinder (D Type) along with Non Return Valves for every cylinder. | set | 1 |  | 0 |  | 0
1.02 | Supply, Installation, Testing and commissioning of 2 x 5 size manifold (Secondary supply)complete with middle frame with chain for individual cylinder (D type)along with non return valves for every cylinder. | set | 1 |  | 0 |  | 0
1.03 | Supply, Installation, Testing and commissioning of Fully Automatic control panel with digital display for Oxygen Having a constant flow out put of over 1500 Lpm at 4.2 bar pressure. | Set | 2 |  | 0 |  | 0
1.04 | Supply, Installation, Testing and commissioning of 3 Cylinder Emergency oxygen manifold arrangement (Emergency supply) using a high flow double gauge Regulator. | set | 1 |  | 0 |  | 0
1.05 | Supply, Installation, Testing and commissioning of Emergency control panel with 2 Nos of High flow regulators ( 1500 LPM) and isolation valve for Oxygen Having a constant flow out put of over 1500 lpm at 4.2 bar pressure for emergency bank . | set | 1 |  | 0 |  | 0
1.06 | Supply, Installation, Testing and commissioning of Surface mounted front loading Oxygen outlets (first and second fix assembly) | Nos. | 63 |  | 0 |  | 0
1.07 | H.P. tubing having anti static core white color 5mtrs with heat conversion for Oxygen as per ISO Standards | Lot | 1 |  | 0 |  | 0
2 | NITROUS OXIDE SYSTEM |  |  |  | 0 |  | 0
2.01 | Supply, Installation, Testing and commissioning of 2 x 2size manifold (Primary & Secondary supply) complete with middle frame with chain for individual cylinder (D Type) along with Non Return Valves for every cylinder. | set | 1 |  | 0 |  | 0
2.02 | Supply, Installation, Testing and commissioning of Single cylinder Emergency Nitrous oxide arrangement using a high flow double gauge Regulator. | Set | 1 |  | 0 |  | 0
2.03 | Supply, Installation, Testing and commissioning of Fully Automatic control panel for Nitrous Oxide Having a min. flow out put of over 500 lpm at 4.2 bar pressure. | Set | 1 |  | 0 |  | 0
2.04 | Supply, Installation, Testing and commissioning of Surface mounted front loading outlets (first and second fix assembly) | Nos | 6 |  | 0 |  | 0
2.05 | H.P. tubing having anti static core Blue color 5mtrs with Keat conversion for Nitrous Oxide as per ISO Standards | Lot | 1 |  | 0 |  | 0
3 | CARBON DIOXIDE SYSTEM |  |  |  | 0 |  | 0
3.01 | H.P. tubing having anti static core Blue color 5mtrs with Keat conversion for Carbon dioxide as per ISO Standards | Lot |  |  | 0 |  | 0
4 | COMBINED MEDICAL AND SURGICAL AIR SYSTEM |  |  |  | 0 |  | 0
4.01 | Supply, Installation, Testing and commissioning of Duplex compressed air system complete with 02 nos. of 23 CFM capacity Non-lubricated, Reciprocating, Air cooled type Base Frame mounted Air compressors with 5HP motors, each compressor having 100% of the plant design flow at 8.5 bar or more delivery pressure. Total Estimated working capacity of the plant is 500 lpm and it is suitable for both continuous and frequent start / stop operation at a nominal required outlet pressure. | set | 1 |  | 0 |  | 0
4.02 | Supply, Installation, Testing and commissioning of One number of Air receiver, Vertically mounted welded carbon steel, each having capacity of 500 litres and receiver should have all necessary controls, piping and safety fittings with an automatic drain with manual by-pass. It should be pressure test certified by a competent authority. | set | 1 |  | 0 |  | 0
4.03 | Supply, Installation, Testing and commissioning of Duplex air filters, pre- filter, oil filter, dust filter, activated carbon filter and bacterial filter. Each filter should be fitted with differential pressure gauges to monitor filter performance with all necessary controls, piping and safety fittings. | Set | 1 |  | 0 |  | 0
4.04 | Supply, Installation, Testing and commissioning of Duplex Air dryer system , capacity of each should be 100% of plant design flow( 23 CFM*2 +/ - 5%), include a dew -point hygrometer, Co measurement and display with a minimum accuracy of ±3°C, Duplex desiccant dryers should be used and in a range from –20°C to –60°C with a set point of –46°C. It should have Integrated automatic purge control system | Set | 1 |  | 0 |  | 0
4.05 | Supply, Installation, Testing and commissioning of Surface mounted front loading double locked outlets (first and second fix assembly) |  |  |  | 0 |  | 0
| a) Medical Air-4 bar | Nos | 11 |  | 0 |  | 0
4.06 | Supply and installation of Duplex pressure regulating system, should have Pressure regulator, Isolation valve, Pressure indicator for Medical Air regulation with an by pass arrangement. Which includes 4 Nos of isolation valve, 2 nos of regulators, 2 nos of pressure indicator and Pressure relief valve. | Set | 2 |  | 0 |  | 0
4.07 | HP colour coded black Tubing as per ISO Standards | lot | 1 |  | 0 |  | 0
5 | VACUUM SYSTEM |  |  |  | 0 |  | 0
5.01 | Supply, Installation, Testing and commissioning of Duplex Vacuum pumps, should be air cooled, Oil sealed Rotary vane type. Total estimated capacity of the plant is 700 LPM primary and 700 LPM secondary supply. The pump inlet should be filtered and the exhaust should incorporate non-return valves to protect both the vacuum system.This system shall be capable of removing of oil and smoke particles from the exhaust | set | 1 |  | 0 |  | 0
5.02 | Supply, Installation, Testing and commissioning of One number of vacuum receiver, Vertically mounted Mild steel, each receiver capable of supply 1000 liters at 450 mm hg pressure and receiver should have all necessary controls and safety fittings with an automatic drain with manual by-pass. | set | 1 |  | 0 |  | 0
5.03 | Supply, Installation, Testing and commissioning of Medical Duplex bacterial filters should be fitted, each containing a replaceable filter element and incorporating a moisture drainage trap bowl. The pressure drop through a clean filter passing total design flow rate should not exceed 25mmHg at a vacuum of 475mmHg.The bacteria filters manually - operated isolating valves, arranged to allow either sub-assembly to be on stream. | Set | 1 |  | 0 |  | 0
5.04 | Supply, Installation, Testing and commissioning of combined Electrical Control Panel for compressed air system and Vacuum System & complete with plant Room wiring. The panel should have energy and running hours meter. | Set | 1 |  | 0 |  | 0
5.05 | Supply, Installation, Testing and commissioning of Surface mounted front loading double locked Vacuum out lets, (first and second fix assembly) | Nos | 63 |  | 0 |  | 0
6 | High Pressure color coded yellow Tube as per ISO Standards | Lot | 1 |  | 0 |  | 0
6.01 | ANESTHETIC GAS SCAVENGING SYSTEM (AGSS) |  |  |  | 0 |  | 0
6.02 | Anesthetic Gas Scavenging System (AGSS) of minimum 520 LPM as Primary & 520 LPM as Standby,It should be US FDA / European CE Certified with 4 digital notified body number or American ETL/ American UL listed (In-case of NFPA 99c the control panel of Plant must be UL/ETL Listed and Undertaking from manufacturer must be submitted for using the same control panel in the system offered)and should comply with HTM 02- 01/ NFPA 99 C/EN/ISO 7396-1. . | set | 1 |  | 0 |  | 0
6.03 | Supply, Installation, Testing and commissioning of AGSS terminal unit (first and second fix assembly) | Nos | 4 |  | 0 |  | 0
7 | Supply, Installation, Testing and commissioning of control panel should be provided, AGSS pump to house the isolating switch, starter, MCB, ammeter, hours run meter, hand/auto switch, alarm and BMS contacts. The control panel should have all design flow with one pump not running. The control panel should have all necessary controls and safety fittings. Controls signals as per HTM. | Set | 1 |  | 0 |  | 0
7.1 | PIPELINE DISTRIBUTION SYSTEM |  |  |  | 0 |  | 0
| Supply, Installation, Testing and commissioning of Copper Pipe 'Lloyd Certified' as per HTM/ EN for medical gas services. Pipes shall be priced for all necessary supports, standard fittings. |  |  |  | 0 |  | 0
| 12 mm OD x 1 mm thick | mtrs. | 270 |  | 0 |  | 0
| 15 mm OD x 1mm thick | mtrs. | 1240 |  | 0 |  | 0
| 22 mm OD x 1 mm thick | mtrs. | 265 |  | 0 |  | 0
| 28 mm OD x 1 mm thick | mtrs. | 555 |  | 0 |  | 0
| 35mm OD X 1.2 mm thick | mts |  |  | 0 |  | 0
| 42 mm OD x 1.2 mm thick | mtrs. | 80 |  | 0 |  | 0
| 54 mm OD x 1.2 mm thick | mtrs. | 30 |  | 0 |  | 0
| 76 mm OD x 1.5 mm thick | mtrs. | 175 |  | 0 |  | 0
7.2 | Supply, Installation, Testing and commissioning of Isolation Valve assembly as per HTM/ EN for medical gas services, provision for padlock assembly. All valve should be gas specific. |  |  |  | 0 |  | 0
| 15 mm | Nos | 13 |  | 0 |  | 0
| 22 mm | Nos | 9 |  | 0 |  | 0
| 28 mm | Nos | 8 |  | 0 |  | 0
| 42 mm | Nos | 1 |  | 0 |  | 0
| 54 mm | Nos | 2 |  | 0 |  | 0
| 76 mm | Nos | 8 |  | 0 |  | 0
8 | Supply and installation of AVSU box (valve boxes) with all its accessories with valve and pressure / vacuum gauges, NIST connectors with lockable arrangement and breakable glass cover. |  |  |  | 0 |  | 0
9 | ALARM SYSTEM |  |  |  | 0 |  | 0
| Providing and fixing alarm system for Medical gas system complete consisting of pressure sensors, panel and the control cabling, all wiring shall be within 1mm sq multi core data cable, PVC pipe for data cable. Panel shall be self contained low voltage (less than 24 V) |  |  |  | 0 |  | 0
| 2 Gas | Nos | 3 |  | 0 |  | 0
| 3 Gas | Nos | 4 |  | 0 |  | 0
| 4 Gas | Nos | 2 |  | 0 |  | 0
[5 empty] | 0 |  | 0
10.1 | Supply , Installation and commissioning of master alarms should be capable to monitor Followings gases in Manifold and plant Room  Liquid oxygen line pressure  Manifold Bank pressure  Emergency O2 Bank pressure  N2O  N2O Emergency  Air 4 Bar  Air 7 bar  Vacuum  Co2  AGSS The system should EU CE under class II A category having 4 digit no from notified body / American UL Listed /American EL listed . The Master Alarm should display numeric values of all positive and negative gas pressures along LED Indicator .it should capable to display the pressure of each gas along with fault Set 13 and pressure High/ Low alarm with indication . It should capable to Intergrade with the Hospital BMS system | Set | 1 |  | 0 |  | 0
| Single arm pendant | Nos | 1 |  | 0 |  | 0
10.2 | Supply, Installation, Testing and commissioning of Bed head panel. It shall have provision for the following services | Nos | 42 |  | 0 |  | 0
| Medical gas outlets (1 Oxy & 1 Vac) |  |  |  | 0 |  | 0
| 5 Nos. of 6/16 Amp UPS power socket |  |  |  | 0 |  | 0
| 2 Nos. of 6/16 Amp RAW power socket |  |  |  | 0 |  | 0
| 1 no. of nurse call module |  |  |  | 0 |  | 0
10.3 | Supply, Installation, Testing and commissioning of Bed head panel. It shall have provision for the following services | Nos | 5 |  | 0 |  | 0
| Medical gas outlets (1 Oxy, 1 MA4 & 1 Vac) |  |  |  | 0 |  | 0
| 5 Nos. of 6/16 Amp UPS power socket |  |  |  | 0 |  | 0
| 2 Nos. of 6/16 Amp RAW power socket |  |  |  | 0 |  | 0
| 1 no. of nurse call module |  |  |  | 0 |  | 0
[5 empty] | 0 |  | 0
11 | OXYGEN FLOW METER & HUMIDIFIER BOTTLE |  |  |  | 0 |  | 0
11.1 | Back Pressure Compensated Flow meter shall be of accurate gas flow measurement and control within a range of 0-15 liters per minute for use in a variety of respiratory therapy gas delivery system. The flow tube and shroud components shall be made of good quality plastic. They shall be supplied with plastic transparent reusable humidifier | Set | 63 |  | 0 |  | 0
12 | WARD VACUUM UNITS |  |  |  | 0 |  | 0
| The vacuum unit shall include vacuum regulator along with 0-760 mm of Hg vacuum gauge of 2 ½” size dial,600 ml capacity reusable plastic collection bottle with overflow safety trap with plastic slide wall mounted type. | Set | 61 |  | 0 |  | 0
13 | THEATRE VACUUM UNIT |  |  |  | 0 |  | 0
13.01 | It shall be trolley mounted. The unit shall include one regular having gauge and mounted on the trolley stand, having two reusable each 2000 ml plastic collection bottles mounted on the base of trolley unit and connected with regulator & low pressure tube inter-connections. | Set | 2 |  | 0 |  | 0
13.02 | Pressure Tested D Type Jumbo cylinders( O2) with Test reports | Nos | 30 |  | 0 |  | 0
13.03 | Pressure Tested B Type cylinder( O2) with test reports | Nos | 20 |  | 0 |  | 0
13.04 | Pressure Tested A Type (O2)Cylinder with Test Reports | Nos | 10 |  | 0 |  | 0
13.05 | Pressures Tested AA Type Cylinders with test reports | Nos | 10 |  | 0 |  | 0
13.06 | Pressure Tested B Type cylinder( N2O) with test reports | Nos | 3 |  | 0 |  | 0
13.07 | D type Cylinder O2/CO2/N2O | Nos | 2 |  | 0 |  | 0
13.08 | B type jumbo cylinder trolly | Nos. | 10 |  | 0 |  | 0
13.09 | D Type Jumbo cylinder Trolley | Nos | 10 |  | 0 |  | 0
13.1 | Double stage Pressure Regulator | Nos | 10 |  | 0 |  | 0
0

## Jorhat(L3)
BOQ
Sr. No | Description of Work |  | Zorhat(L3) | Unit Rate in INR | Total Quantity price in INR | Applicable Taxes (in %). Pls don't use % sign while punching. | Total price inclusive of all taxes
Unit
1 | OXYGEN SYSTEM
1.01 | Supply, Installation, Testing and commissioning of 2 x 12 size manifold (Primary supply)complete with middle frame with chain for individual cylinder (D Type) along with Non Return Valves for every cylinder. | set | 1 |  | 0 |  | 0
1.02 | Supply, Installation, Testing and commissioning of 2 x 5 size manifold (Secondary supply)complete with middle frame with chain for individual cylinder (D type)along with non return valves for every cylinder. | set | 1 |  | 0 |  | 0
1.03 | Supply, Installation, Testing and commissioning of Fully Automatic control panel with digital display for Oxygen Having a constant flow out put of over 1500 Lpm at 4.2 bar pressure. | Set | 2 |  | 0 |  | 0
1.04 | Supply, Installation, Testing and commissioning of 3 Cylinder Emergency oxygen manifold arrangement (Emergency supply) using a high flow double gauge Regulator. | set | 1 |  | 0 |  | 0
1.05 | Supply, Installation, Testing and commissioning of Emergency control panel with 2 Nos of High flow regulators ( 1500 LPM) and isolation valve for Oxygen Having a constant flow out put of over 1500 lpm at 4.2 bar pressure for emergency bank . | set | 1 |  | 0 |  | 0
1.06 | Supply, Installation, Testing and commissioning of Surface mounted front loading Oxygen outlets (first and second fix assembly) | Nos. | 63 |  | 0 |  | 0
1.07 | H.P. tubing having anti static core white color 5mtrs with heat conversion for Oxygen as per ISO Standards | Lot | 1 |  | 0 |  | 0
2 | NITROUS OXIDE SYSTEM |  |  |  | 0 |  | 0
2.01 | Supply, Installation, Testing and commissioning of 2 x 2size manifold (Primary & Secondary supply) complete with middle frame with chain for individual cylinder (D Type) along with Non Return Valves for every cylinder. | set | 1 |  | 0 |  | 0
2.02 | Supply, Installation, Testing and commissioning of Single cylinder Emergency Nitrous oxide arrangement using a high flow double gauge Regulator. | Set | 1 |  | 0 |  | 0
2.03 | Supply, Installation, Testing and commissioning of Fully Automatic control panel for Nitrous Oxide Having a min. flow out put of over 500 lpm at 4.2 bar pressure. | Set | 1 |  | 0 |  | 0
2.04 | Supply, Installation, Testing and commissioning of Surface mounted front loading outlets (first and second fix assembly) | Nos | 6 |  | 0 |  | 0
2.05 | H.P. tubing having anti static core Blue color 5mtrs with Keat conversion for Nitrous Oxide as per ISO Standards | Lot | 1 |  | 0 |  | 0
3 | CARBON DIOXIDE SYSTEM |  |  |  | 0 |  | 0
3.01 | H.P. tubing having anti static core Blue color 5mtrs with Keat conversion for Carbon dioxide as per ISO Standards | Lot |  |  | 0 |  | 0
4 | COMBINED MEDICAL AND SURGICAL AIR SYSTEM |  |  |  | 0 |  | 0
4.01 | Supply, Installation, Testing and commissioning of Duplex compressed air system complete with 02 nos. of 23 CFM capacity Non-lubricated, Reciprocating, Air cooled type Base Frame mounted Air compressors with 5HP motors, each compressor having 100% of the plant design flow at 8.5 bar or more delivery pressure. Total Estimated working capacity of the plant is 500 lpm and it is suitable for both continuous and frequent start / stop operation at a nominal required outlet pressure. | set | 1 |  | 0 |  | 0
4.02 | Supply, Installation, Testing and commissioning of One number of Air receiver, Vertically mounted welded carbon steel, each having capacity of 500 litres and receiver should have all necessary controls, piping and safety fittings with an automatic drain with manual by-pass. It should be pressure test certified by a competent authority. | set | 1 |  | 0 |  | 0
4.03 | Supply, Installation, Testing and commissioning of Duplex air filters, pre- filter, oil filter, dust filter, activated carbon filter and bacterial filter. Each filter should be fitted with differential pressure gauges to monitor filter performance with all necessary controls, piping and safety fittings. | Set | 1 |  | 0 |  | 0
4.04 | Supply, Installation, Testing and commissioning of Duplex Air dryer system , capacity of each should be 100% of plant design flow( 23 CFM*2 +/ - 5%), include a dew -point hygrometer, Co measurement and display with a minimum accuracy of ±3°C, Duplex desiccant dryers should be used and in a range from –20°C to –60°C with a set point of –46°C. It should have Integrated automatic purge control system | Set | 1 |  | 0 |  | 0
4.05 | Supply, Installation, Testing and commissioning of Surface mounted front loading double locked outlets (first and second fix assembly) |  |  |  | 0 |  | 0
| a) Medical Air-4 bar | Nos | 11 |  | 0 |  | 0
4.06 | Supply and installation of Duplex pressure regulating system, should have Pressure regulator, Isolation valve, Pressure indicator for Medical Air regulation with an by pass arrangement. Which includes 4 Nos of isolation valve, 2 nos of regulators, 2 nos of pressure indicator and Pressure relief valve. | Set | 2 |  | 0 |  | 0
4.07 | HP colour coded black Tubing as per ISO Standards | lot | 1 |  | 0 |  | 0
5 | VACUUM SYSTEM |  |  |  | 0 |  | 0
5.01 | Supply, Installation, Testing and commissioning of Duplex Vacuum pumps, should be air cooled, Oil sealed Rotary vane type. Total estimated capacity of the plant is 700 LPM primary and 700 LPM secondary supply. The pump inlet should be filtered and the exhaust should incorporate non-return valves to protect both the vacuum system.This system shall be capable of removing of oil and smoke particles from the exhaust | set | 1 |  | 0 |  | 0
5.02 | Supply, Installation, Testing and commissioning of One number of vacuum receiver, Vertically mounted Mild steel, each receiver capable of supply 1000 liters at 450 mm hg pressure and receiver should have all necessary controls and safety fittings with an automatic drain with manual by-pass. | set | 1 |  | 0 |  | 0
5.03 | Supply, Installation, Testing and commissioning of Medical Duplex bacterial filters should be fitted, each containing a replaceable filter element and incorporating a moisture drainage trap bowl. The pressure drop through a clean filter passing total design flow rate should not exceed 25mmHg at a vacuum of 475mmHg.The bacteria filters manually - operated isolating valves, arranged to allow either sub-assembly to be on stream. | Set | 1 |  | 0 |  | 0
5.04 | Supply, Installation, Testing and commissioning of combined Electrical Control Panel for compressed air system and Vacuum System & complete with plant Room wiring. The panel should have energy and running hours meter. | Set | 1 |  | 0 |  | 0
5.05 | Supply, Installation, Testing and commissioning of Surface mounted front loading double locked Vacuum out lets, (first and second fix assembly) | Nos | 63 |  | 0 |  | 0
6 | High Pressure color coded yellow Tube as per ISO Standards | Lot | 1 |  | 0 |  | 0
6.01 | ANESTHETIC GAS SCAVENGING SYSTEM (AGSS) |  |  |  | 0 |  | 0
6.02 | Anesthetic Gas Scavenging System (AGSS) of minimum 520 LPM as Primary & 520 LPM as Standby,It should be US FDA / European CE Certified with 4 digital notified body number or American ETL/ American UL listed (In-case of NFPA 99c the control panel of Plant must be UL/ETL Listed and Undertaking from manufacturer must be submitted for using the same control panel in the system offered)and should comply with HTM 02- 01/ NFPA 99 C/EN/ISO 7396-1. . | set | 1 |  | 0 |  | 0
6.03 | Supply, Installation, Testing and commissioning of AGSS terminal unit (first and second fix assembly) | Nos | 4 |  | 0 |  | 0
7 | Supply, Installation, Testing and commissioning of control panel should be provided, AGSS pump to house the isolating switch, starter, MCB, ammeter, hours run meter, hand/auto switch, alarm and BMS contacts. The control panel should have all design flow with one pump not running. The control panel should have all necessary controls and safety fittings. Controls signals as per HTM. | Set | 1 |  | 0 |  | 0
7.1 | PIPELINE DISTRIBUTION SYSTEM |  |  |  | 0 |  | 0
| Supply, Installation, Testing and commissioning of Copper Pipe 'Lloyd Certified' as per HTM/ EN for medical gas services. Pipes shall be priced for all necessary supports, standard fittings. |  |  |  | 0 |  | 0
| 12 mm OD x 1 mm thick | mtrs. | 270 |  | 0 |  | 0
| 15 mm OD x 1mm thick | mtrs. | 1240 |  | 0 |  | 0
| 22 mm OD x 1 mm thick | mtrs. | 265 |  | 0 |  | 0
| 28 mm OD x 1 mm thick | mtrs. | 555 |  | 0 |  | 0
| 35mm OD X 1.2 mm thick | mts |  |  | 0 |  | 0
| 42 mm OD x 1.2 mm thick | mtrs. | 80 |  | 0 |  | 0
| 54 mm OD x 1.2 mm thick | mtrs. | 30 |  | 0 |  | 0
| 76 mm OD x 1.5 mm thick | mtrs. | 175 |  | 0 |  | 0
7.2 | Supply, Installation, Testing and commissioning of Isolation Valve assembly as per HTM/ EN for medical gas services, provision for padlock assembly. All valve should be gas specific. |  |  |  | 0 |  | 0
| 15 mm | Nos | 13 |  | 0 |  | 0
| 22 mm | Nos | 9 |  | 0 |  | 0
| 28 mm | Nos | 8 |  | 0 |  | 0
| 42 mm | Nos | 1 |  | 0 |  | 0
| 54 mm | Nos | 2 |  | 0 |  | 0
| 76 mm | Nos | 8 |  | 0 |  | 0
8 | Supply and installation of AVSU box (valve boxes) with all its accessories with valve and pressure / vacuum gauges, NIST connectors with lockable arrangement and breakable glass cover. |  |  |  | 0 |  | 0
9 | ALARM SYSTEM |  |  |  | 0 |  | 0
| Providing and fixing alarm system for Medical gas system complete consisting of pressure sensors, panel and the control cabling, all wiring shall be within 1mm sq multi core data cable, PVC pipe for data cable. Panel shall be self contained low voltage (less than 24 V) |  |  |  | 0 |  | 0
| 2 Gas | Nos | 3 |  | 0 |  | 0
| 3 Gas | Nos | 4 |  | 0 |  | 0
| 4 Gas | Nos | 2 |  | 0 |  | 0
[5 empty] | 0 |  | 0
10.1 | Supply , Installation and commissioning of master alarms should be capable to monitor Followings gases in Manifold and plant Room  Liquid oxygen line pressure  Manifold Bank pressure  Emergency O2 Bank pressure  N2O  N2O Emergency  Air 4 Bar  Air 7 bar  Vacuum  Co2  AGSS The system should EU CE under class II A category having 4 digit no from notified body / American UL Listed /American EL listed . The Master Alarm should display numeric values of all positive and negative gas pressures along LED Indicator .it should capable to display the pressure of each gas along with fault Set 13 and pressure High/ Low alarm with indication . It should capable to Intergrade with the Hospital BMS system | Set | 1 |  | 0 |  | 0
| Single arm pendant | Nos | 1 |  | 0 |  | 0
10.2 | Supply, Installation, Testing and commissioning of Bed head panel. It shall have provision for the following services | Nos | 42 |  | 0 |  | 0
| Medical gas outlets (1 Oxy & 1 Vac) |  |  |  | 0 |  | 0
| 5 Nos. of 6/16 Amp UPS power socket |  |  |  | 0 |  | 0
| 2 Nos. of 6/16 Amp RAW power socket |  |  |  | 0 |  | 0
| 1 no. of nurse call module |  |  |  | 0 |  | 0
10.3 | Supply, Installation, Testing and commissioning of Bed head panel. It shall have provision for the following services | Nos | 5 |  | 0 |  | 0
| Medical gas outlets (1 Oxy, 1 MA4 & 1 Vac) |  |  |  | 0 |  | 0
| 5 Nos. of 6/16 Amp UPS power socket |  |  |  | 0 |  | 0
| 2 Nos. of 6/16 Amp RAW power socket |  |  |  | 0 |  | 0
| 1 no. of nurse call module |  |  |  | 0 |  | 0
[5 empty] | 0 |  | 0
11 | OXYGEN FLOW METER & HUMIDIFIER BOTTLE |  |  |  | 0 |  | 0
11.1 | Back Pressure Compensated Flow meter shall be of accurate gas flow measurement and control within a range of 0-15 liters per minute for use in a variety of respiratory therapy gas delivery system. The flow tube and shroud components shall be made of good quality plastic. They shall be supplied with plastic transparent reusable humidifier | Set | 63 |  | 0 |  | 0
12 | WARD VACUUM UNITS |  |  |  | 0 |  | 0
| The vacuum unit shall include vacuum regulator along with 0-760 mm of Hg vacuum gauge of 2 ½” size dial,600 ml capacity reusable plastic collection bottle with overflow safety trap with plastic slide wall mounted type. | Set | 61 |  | 0 |  | 0
13 | THEATRE VACUUM UNIT |  |  |  | 0 |  | 0
13.01 | It shall be trolley mounted. The unit shall include one regular having gauge and mounted on the trolley stand, having two reusable each 2000 ml plastic collection bottles mounted on the base of trolley unit and connected with regulator & low pressure tube inter-connections. | Set | 2 |  | 0 |  | 0
13.02 | Pressure Tested D Type Jumbo cylinders( O2) with Test reports | Nos | 30 |  | 0 |  | 0
13.03 | Pressure Tested B Type cylinder( O2) with test reports | Nos | 20 |  | 0 |  | 0
13.04 | Pressure Tested A Type (O2)Cylinder with Test Reports | Nos | 10 |  | 0 |  | 0
13.05 | Pressures Tested AA Type Cylinders with test reports | Nos | 10 |  | 0 |  | 0
13.06 | Pressure Tested B Type cylinder( N2O) with test reports | Nos | 3 |  | 0 |  | 0
13.07 | D type Cylinder O2/CO2/N2O | Nos | 2 |  | 0 |  | 0
13.08 | B type jumbo cylinder trolly | Nos. | 10 |  | 0 |  | 0
13.09 | D Type Jumbo cylinder Trolley | Nos | 10 |  | 0 |  | 0
13.1 | Double stage Pressure Regulator | Nos | 10 |  | 0 |  | 0
0